{"text_format":"1","workbook":"xlsx","n_sheets":2,"sheets":["MobilityCalculator","fc"],"not_rendered":{"charts":1,"images":0,"macros":1,"external_links":0,"defined_names":0,"comments":0,"pivot_tables":0},"unopened":[],"bounds":{"document_bytes":16777216,"sheet_cells":100000,"rows_first":2000,"rows_last":500,"rows_between":2000,"halvings":0,"cell_chars":16384,"cell_head_chars":4096},"cells_cut":0,"cells_raw":0,"read":"whole","date_system":"1900"}

{"sheet":"MobilityCalculator","index":0,"n_rows":31,"n_cols":14,"rows_kept":31,"cut":false,"hidden":false,"merged":[]}
["Gas  Parameters","Value",null,null,null,"Mobility Measurement","Value1","Value2","Value3",null,"Constants/Conversions","Value"]
["T(oK)",453.15,null,null,null,"K0(cm2V-1s-1)",1.377,{"$f":"(1000*$B$10*$B$4)/($H$3*$L$4*$B$7)","v":1.375763799072327},{"$f":"(750000000000000000000*$L$5*$B$17)/($L$3*$L$4*$B$18*$B$5*$I$4)","v":1.6029385355762567},null,"k(erg/oK)",1.3806500000000001E-16]
["P(torr)",690,null,null,null,"td (ms)",{"$f":"($B$10*$B$4*1000)/($G$2*$L$4*$B$7)","v":37.965885522693121},38,{"$f":"($L$3*$B$18*$B$5*$B$10*$B$4*$I$4)/(750000000000000000*$L$5*$B$17*$B$7)","v":32.614490951740777},null,"amu(gm)",1.660539E-24]
["N(cm-3)",{"$f":"$L$4*(273.15/B2)*(B3/760)","v":1.4703651794020803E+19},null,null,null,"WD(1,1) (A2)",{"$f":"(750000000000000000000*$L$5*$B$17)/($L$3*$L$4*$B$18*$B$5*$G$2)","v":122.86867278872467},{"$f":"(750000000000000000*$L$5*$B$17*$B$7*$H$3)/($L$3*$B$18*$B$5*$B$10*$B$4)","v":122.9790771818231},105.55,null,"N0 (cm-3)",2.68677E+19]
["<vT>=(8kT/πμ)1/2 (m s-1)",{"$f":"(SQRT(8*$L$2*$B$2/(PI()*$B$18*$L$3)))/100","v":602.69808056190345},null,null,null,"vd  (m s-1)",{"$f":"$G$2*$B$7*$L$4/($B$4*100)","v":6.1897673862903808},null,null,null,"e(C)",1.602176E-19]
["Drift Tube Parameters","Value1","Value2","Value3",null,"K (cm2V-1s-1)",{"$f":"G2*$L$4/$B$4","v":2.5161656041830813},null,null,null,"e(statC)",4.8029999999999999E-10]
["E(V/cm)",246,{"$f":"$C$8/$B$10","v":246.80851063829786},{"$f":"$D$9*$B$4*0.00000000000000001","v":246.00679816576206},null,"D (cm2s-1)",{"$f":"G6*$B$2/11605","v":9.825079220470169E-2},null,null,null,"statvolt(V)",299.79245800000001]
["ΔV(volts)",{"$f":"$B$7*$B$10","v":5781},5800,{"$f":"$D$9*$B$4*$B$10*0.00000000000000001","v":5781.1597568954085},null,"W Correction","Value","lo field limit",null,null,"h(erg s)",6.6260689999999993E-27]
["E/N(Td)",{"$f":"$B$7/($B$4*0.00000000000000001)","v":1.6730537654600552},{"$f":"($C$8/($B$4*$B$10))*100000000000000000","v":1.6785524718333025},1.6731,null,"vd/vT",{"$f":"G5/B5","v":1.0270096398049879E-2},{"$f":"SQRT($B$19*$B$20)/5","v":4.6246090077064407E-2},null,null,"1Bohr=",0.5292,"A"]
["L (cm)",23.5,null,null,null," Ko x E/N",{"$f":"G2*B9","v":2.3037950350384961},{"$f":"100000000000000000*SQRT(3*$L$2*$B$2/(($B$15+$B$16)*$L$3))/(5*$L$4)","v":11.259909732749501},null,null,"1Hartree=",4.3599999999999997E-11,"erg"]
["tg (ms)",0.1,null,null,null,"fc                           [see note *]",{"$f":"fc!E7","v":0.51181234063021408},"lo field limit","hi field limit"]
["diam (cm)",2.5,null,null,null,"aMT [momentum transfer coefficient]",{"$f":"2*(1+B19*G11+(1-G11)*B20)/3","v":1.0069821932470091},1,{"$f":"2*(1+$B$19)/3","v":1.2955465587044535},null,"                         [collision frequency, s-1]",{"$f":"B4*G14*G16*0.00000000000001","v":10888461757.18375}]
["tdiff (ms)",{"$f":"SQRT(LN(2)*16*L2*B2*0.0000001/(L5*B17*B8))*G3","v":0.3286037012980742},null,null,null,"bMT [transverse velocity coefficient]",{"$f":"SQRT(2/B19/(1+B19))","v":1.0445118511309843},null,null,null,"        [number of collisions]",{"$f":"L12*G3/1000","v":413390092.59146029}]
["Molecular Parameters","Value",null,null,null,"vr = (vT2 + (b/a)2vd2)1/2 (m s-1)",{"$f":"SQRT(($G$13*$G$5)^2+$B$5^2)","v":602.73275688997205},null,null,null,"l (cm) [ion's DeBroglie wavelength]",{"$f":"$L$8/($B$15*$L$3*$G$14)","v":1.4206796593893727E-8}]
["m(amu)",466,null,null,null,"zMT",{"$f":"1/SQRT(1+(G13*G9/G12)^2)","v":0.99994326314684734},null,null,null,"t (ms) [diffusion time to wall]",{"$f":"(($B$12^2)/(4*$G$7))*1000","v":15903.179658282981}]
["M(amu)",28,null,null,null,"WMT(A2) [MT corrected]",{"$f":"G4*G15","v":122.86170160687959},{"$f":"(G4-G16)/G16","v":5.674007240580023E-5},null,null,"spread (cm)  [expansion during drift]",{"$f":"0.173*$B$10/SQRT($B$7*$B$10)","v":5.3470282757915003E-2},{"$f":"L16/2.54","v":2.1051292424375985E-2},"inches"]
["z (ion charge number)",1,null,null,null,"Teff",{"$f":"$B$2*(1+8*$G$9^2/3/PI()/$B$19)","v":453.19300816529642}]
["μ(amu)",{"$f":"B16*B15/(B16+B15)","v":26.412955465587043},null,null,null,"z2T1",{"$f":"(1+8*G9^2/3/PI()/B19)^-0.5","v":0.99995254870999528},null,null,null,"F Exponent and Norm. Factor","m/2kT","(m/2πkT)1/2"]
[null,{"$f":"B15/(B16+B15)","v":0.94331983805668018},null,null,null,"W2T1(A2) [2T1 corrected]",{"$f":"G4*G18","v":122.86284251169967},null,null,null,"m",{"$f":"B15*L3/(2*L2*B2)","v":6.1841415191499895E-9},{"$f":"SQRT(B15*L3/(2*PI()*L2*B2))","v":4.4367481144472101E-5}]
[null,{"$f":"B16/(B16+B15)","v":5.6680161943319839E-2},null,null,null,"a2T",{"$f":"(-12*B19^3-16*B19^2+13*B19)/(24*B19^3+32*B19^2+4*B19+15)","v":-0.1787602758567825},null,null,null,"M",{"$f":"B16*L3/(2*L2*B2)","v":3.7157931874720967E-10},{"$f":"SQRT(B16*L3/(2*PI()*L2*B2))","v":1.0875540016876165E-5}]
[null,null,null,null,null,"b2T",{"$f":"(-3*B19^2+3*B19)/(6*B19^2-6*B19+5)","v":3.4279949417282927E-2},"lo field limit","hi field limit",null,"μ",{"$f":"B18*L3/(2*L2*B2)","v":3.5051814278582931E-10},{"$f":"SQRT(B18*L3/(2*PI()*L2*B2))","v":1.0562830592957128E-5}]
[null,null,null,null,null,"K' = dlnK0/dln(E/N)",0,0,-0.5]
[null,null,null,null,null,"z2T2",{"$f":"(1+8*(1+G21*G22)*G9^2/3*PI()/B19)^-0.5*(1+G20*G22)","v":0.99953196998655813}]
[null,null,null,null,null,"W2T2(A2) [2T2 corrected]",{"$f":"G4*G23","v":122.81116656214778}]
[null,null,null,null,null,"Resolving Power","Value"]
[null,null,null,null,null,"t1/2 (experimental) (ms)",0.4]
[null,null,null,null,null,"R (experimental)",{"$f":"G3/G26","v":94.914713806732792}]
[null,null,null,null,null,"t1/2 (predicted) (ms)",{"$f":"SQRT(B11^2+B13^2)","v":0.34348273975091381}]
[null,null,null,null,null,"Rc (predicted=\"conditional\")",{"$f":"G3/G28","v":110.53214944723322}]
[null,null,null,null,null,"R/Rc",{"$f":"G27/G29","v":0.85870684937728448}]
[null,null,null,null,null,"ΔVopt [to maximize resolving power]",{"$f":"0.0395*((B10^4*B3^2/((B11/1000)^2*G2^2*B2))^0.3333333333)","v":10136.398679617287}]

{"sheet":"fc","index":1,"n_rows":1502,"n_cols":12,"rows_kept":1502,"cut":false,"hidden":false,"merged":[[0,3,0,4]]}
["vd/vT","fc",null,"INTERPOLATION",null,null,null,null,null,null,"vd/vT","fc"]
[0,0.5,null,"vd/vT","fc",null,null,null,null,null,0,{"$f":"cubic_Spline($A$2:$A$152,$B$2:$B$152,K2)","v":0.5}]
[0.01,0.5115237663202824,null,{"$f":"_xlfn.FLOOR.MATH(D6*100)/100","v":{"$error":"#NAME?"}},0.51152376632028207,null,null,null,null,null,1E-3,{"$f":"cubic_Spline($A$2:$A$152,$B$2:$B$152,K3)","v":0.50119235395882389}]
[0.02,0.52153710270638953,null,{"$f":"_xlfn.FLOOR.MATH(1+D6*100)/100","v":{"$error":"#NAME?"}},0.52153709948575322,null,null,null,null,null,2E-3,0.50238231430072666]
[0.03,0.53153445490156936,null,null,null,null,null,null,null,null,3.0000000000000001E-3,0.50356739800181982]
[0.04,0.54150822029753864,null,{"$f":"MobilityCalculator!G9","v":1.0270096398049879E-2},{"$f":"E3+(E4-E3)*(D6-D3)/(D4-D3)","v":{"$error":"#NAME?"}},null,null,null,null,null,4.0000000000000001E-3,0.50474521144518203]
[0.05,0.55145086569959267,null,{"$f":"MobilityCalculator!G9","v":1.0270096398049879E-2},{"$f":"cubic_Spline($A$2:$A$152,$B$2:$B$152,D7)","v":0.51181234063021408},null,null,null,null,null,5.0000000000000001E-3,0.50591336101389206]
[0.06,0.56135494927651963,null,null,null,null,null,null,null,null,6.0000000000000001E-3,0.50706936368406175]
[7.0000000000000007E-2,0.57121314194572714,null,null,null,null,null,null,null,null,7.0000000000000001E-3,0.50821084073993084]
[0.08,0.58101824806586533,null,null,null,null,null,null,null,null,8.0000000000000002E-3,0.50933535386109463]
[0.09,0.59076322531648473,null,null,null,null,null,null,null,null,9.0000000000000011E-3,0.51044047217772892]
[0.1,0.60044120365267495,null,null,null,null,null,null,null,null,0.01,0.51152379486185229]
[0.11,0.61004550323209827,null,null,null,null,null,null,null,null,1.0999999999999999E-2,0.51258378569599561]
[0.12,0.61956965122217722,null,null,null,null,null,null,null,null,1.2E-2,0.51362256697550046]
[0.13,0.6290073974062852,null,null,null,null,null,null,null,null,1.3000000000000001E-2,0.51464328254592917]
[0.14000000000000001,0.63835272851944624,null,null,null,null,null,null,null,null,1.4E-2,0.51564886767992091]
[0.15,0.64759988125611456,null,null,null,null,null,null,null,null,1.4999999999999999E-2,0.5166424662152137]
[0.16,0.65674335390490035,null,null,null,null,null,null,null,null,1.6E-2,0.51762711770404723]
[0.17,0.6657779165774792,null,null,null,null,null,null,null,null,1.7000000000000001E-2,0.51860583188189391]
[0.18,0.67469862001118541,null,null,null,null,null,null,null,null,1.8000000000000002E-2,0.51958171536632958]
[0.19,0.6835008029368268,null,null,null,null,null,null,null,null,1.9E-2,0.52055779279359693]
[0.2,0.692180098014885,null,null,null,null,null,null,null,null,0.02,0.52153708925635245]
[0.21,0.7007324363544003,null,null,null,null,null,null,null,null,2.1000000000000001E-2,0.52252212154788602]
[0.22,0.70915405063931258,null,null,null,null,null,null,null,null,2.1999999999999999E-2,0.52351260638944663]
[0.23,0.71744147689679683,null,null,null,null,null,null,null,null,2.3E-2,0.52450771586500677]
[0.24,0.72559155495107197,null,null,null,null,null,null,null,null,2.4E-2,0.5255067114534695]
[0.25,0.73360142761421709,null,null,null,null,null,null,null,null,2.5000000000000001E-2,0.52650864601390834]
[0.26,0.74146853867267748,null,null,null,null,null,null,null,null,2.6000000000000002E-2,0.52751278102604138]
[0.27,0.74919062973430683,null,null,null,null,null,null,null,null,2.7E-2,0.52851825875929459]
[0.28000000000000003,0.75676573600599417,null,null,null,null,null,null,null,null,2.8000000000000001E-2,0.52952423638588464]
[0.28999999999999998,0.76419218107616382,null,null,null,null,null,null,null,null,2.9000000000000001E-2,0.53052990087787477]
[0.3,0.77146857077968023,null,null,null,null,null,null,null,null,0.03,0.53153441007491942]
[0.31,0.77859378622504827,null,null,null,null,null,null,null,null,3.1E-2,0.53253716471362611]
[0.32,0.78556697606521741,null,null,null,null,null,null,null,null,3.2000000000000001E-2,0.5335381625625486]
[0.33,0.79238754809389911,null,null,null,null,null,null,null,null,3.3000000000000002E-2,0.53453758602714618]
[0.34,0.79905516024910972,null,null,null,null,null,null,null,null,3.4000000000000002E-2,0.53553567711024708]
[0.35,0.80556971110470577,null,null,null,null,null,null,null,null,3.5000000000000003E-2,0.53653264801539835]
[0.36,0.81193132992910788,null,null,null,null,null,null,null,null,3.6000000000000004E-2,0.53752874074850887]
[0.37,0.81814036638821153,null,null,null,null,null,null,null,null,3.6999999999999998E-2,0.53852412280922146]
[0.38,0.82419737996678621,null,null,null,null,null,null,null,null,3.7999999999999999E-2,0.53951901385081369]
[0.39,0.83010312917951656,null,null,null,null,null,null,null,null,3.9E-2,0.54051363352757209]
[0.4,0.83585856063931185,null,null,null,null,null,null,null,null,0.04,0.54150818748377505]
[0.41,0.84146479804668539,null,null,null,null,null,null,null,null,4.1000000000000002E-2,0.5425028490266528]
[0.42,0.84692313115993667,null,null,null,null,null,null,null,null,4.2000000000000003E-2,0.54349762709879812]
[0.43,0.85223500480163239,null,null,null,null,null,null,null,null,4.3000000000000003E-2,0.54449242558320965]
[0.44,0.85740200795252897,null,null,null,null,null,null,null,null,4.3999999999999997E-2,0.54548711856085486]
[0.45,0.86242586297966817,null,null,null,null,null,null,null,null,4.4999999999999998E-2,0.54648175892672368]
[0.46,0.86730841504096234,null,null,null,null,null,null,null,null,4.5999999999999999E-2,0.54747619095944144]
[0.47,0.8720516217041987,null,null,null,null,null,null,null,null,4.7E-2,0.5484703781469481]
[0.48,0.87665754281409969,null,null,null,null,null,null,null,null,4.8000000000000001E-2,0.54946427652652985]
[0.49,0.88112833063687801,null,null,null,null,null,null,null,null,4.9000000000000002E-2,0.55045778625629393]
[0.5,0.88546622030768296,null,null,null,null,null,null,null,null,0.05,0.5514508663572848]
[0.51,0.88967352060245586,null,null,null,null,null,null,null,null,5.1000000000000004E-2,0.55244341404850383]
[0.52,0.89375260505202125,null,null,null,null,null,null,null,null,5.2000000000000005E-2,0.55343546002010313]
[0.53,0.89770590341275402,null,null,null,null,null,null,null,null,5.2999999999999999E-2,0.55442704245964902]
[0.54,0.90153589350489449,null,null,null,null,null,null,null,null,5.3999999999999999E-2,0.55541811014672859]
[0.55000000000000004,0.90524509342653336,null,null,null,null,null,null,null,null,5.5E-2,0.55640873107028077]
[0.56000000000000005,0.90883605414848001,null,null,null,null,null,null,null,null,5.6000000000000001E-2,0.55739888381215585]
[0.56999999999999995,0.91231135249262429,null,null,null,null,null,null,null,null,5.7000000000000002E-2,0.55838856185540342]
[0.57999999999999996,0.91567358449406278,null,null,null,null,null,null,null,null,5.8000000000000003E-2,0.55937780338668852]
[0.59,0.91892535914511153,null,null,null,null,null,null,null,null,5.9000000000000004E-2,0.56036658698770836]
[0.6,0.9220692925174272,null,null,null,null,null,null,null,null,0.06,0.56135495217311049]
[0.61,0.92510800225674816,null,null,null,null,null,null,null,null,6.0999999999999999E-2,0.5623428240685594]
[0.62,0.92804410244328317,null,null,null,null,null,null,null,null,6.2E-2,0.56333034785471503]
[0.63,0.93088019880946249,null,null,null,null,null,null,null,null,6.3E-2,0.56431739306811268]
[0.64,0.93361888430566264,null,null,null,null,null,null,null,null,6.4000000000000001E-2,0.56530394845376419]
[0.65,0.93626273500356216,null,null,null,null,null,null,null,null,6.5000000000000002E-2,{"$f":"cubic_Spline($A$2:$A$152,$B$2:$B$152,K67)","v":0.56629006236108503}]
[0.65999999999999992,0.93881430632601237,null,null,null,null,null,null,null,null,6.6000000000000003E-2,0.56727569373292974]
[0.66999999999999993,0.9412761295916745,null,null,null,null,null,null,null,null,6.7000000000000004E-2,0.56826081641296067]
[0.67999999999999994,0.94365070886217572,null,null,null,null,null,null,null,null,6.8000000000000005E-2,0.56924544149808187]
[0.69,0.94594051807918111,null,null,null,null,null,null,null,null,6.9000000000000006E-2,0.57022954655731306]
[0.7,0.94814799847852138,null,null,null,null,null,null,null,null,7.0000000000000007E-2,0.57121310886656051]
[0.71,0.95027555626836835,null,null,null,null,null,null,null,null,7.1000000000000008E-2,0.57219619857077264]
[0.72,0.95232556055840711,null,null,null,null,null,null,null,null,7.2000000000000008E-2,0.57317868362528257]
[0.73,0.95430034152697307,null,null,null,null,null,null,null,null,7.2999999999999995E-2,0.57416061739813318]
[0.74,0.95620218881323604,null,null,null,null,null,null,null,null,7.3999999999999996E-2,0.57514202345611831]
[0.75,0.95803335012167801,null,null,null,null,null,null,null,null,7.4999999999999997E-2,0.57612280615667255]
[0.76,0.95979603002633895,null,null,null,null,null,null,null,null,7.5999999999999998E-2,0.57710307847375564]
[0.77,0.96149238896257705,null,null,null,null,null,null,null,null,7.6999999999999999E-2,0.57808275966583067]
[0.78,0.96312454239440393,null,null,null,null,null,null,null,null,7.8E-2,0.57906185839859492]
[0.79,0.96469456014580635,null,null,null,null,null,null,null,null,7.9000000000000001E-2,0.58004036098593781]
[0.8,0.96620446588483488,null,null,null,null,null,null,null,null,0.08,0.58101825549496711]
[0.80999999999999994,0.96765623674964274,null,null,null,null,null,null,null,null,8.1000000000000003E-2,0.58199558884597957]
[0.82,0.96905180310607109,null,null,null,null,null,null,null,null,8.2000000000000003E-2,0.58297228444430238]
[0.83,0.97039304842679985,null,null,null,null,null,null,null,null,8.3000000000000004E-2,0.58394836530992589]
[0.84,0.97168180928251824,null,null,null,null,null,null,null,null,8.4000000000000005E-2,0.58492382465829607]
[0.85,0.97291987543600944,null,null,null,null,null,null,null,null,8.5000000000000006E-2,0.58589865570571309]
[0.86,0.97410899003047746,null,null,null,null,null,null,null,null,8.6000000000000007E-2,0.58687288147111027]
[0.87,0.97525084986388588,null,null,null,null,null,null,null,null,8.7000000000000008E-2,0.58784643556564697]
[0.88,0.97634710574150552,null,null,null,null,null,null,null,null,8.7999999999999995E-2,0.58881935590951828]
[0.8899999999999999,0.97739936289929796,null,null,null,null,null,null,null,null,8.8999999999999996E-2,0.58979161336693042]
[0.89999999999999991,0.97840918149117417,null,null,null,null,null,null,null,null,0.09,0.59076323492194927]
[0.90999999999999992,0.97937807713358005,null,null,null,null,null,null,null,null,9.0999999999999998E-2,0.59173412564482308]
[0.91999999999999993,0.98030752150124867,null,null,null,null,null,null,null,null,9.1999999999999998E-2,0.59270437021240641]
[0.92999999999999994,0.98119894296835253,null,null,null,null,null,null,null,null,9.2999999999999999E-2,0.59367393186802764]
[0.94,0.9820537272896479,null,null,null,null,null,null,null,null,9.4E-2,0.5946428334596594]
[0.95,0.98287321831657148,null,null,null,null,null,null,null,null,9.5000000000000001E-2,0.59561100842830761]
[0.96,0.98365871874358102,null,null,null,null,null,null,null,null,9.6000000000000002E-2,0.59657849452327882]
[0.97,0.98441149088036939,null,null,null,null,null,null,null,null,9.7000000000000003E-2,0.59754525498762556]
[0.98,0.9851327574458878,null,null,null,null,null,null,null,null,9.8000000000000004E-2,0.59851130521882312]
[0.99,0.98582370238041528,null,null,null,null,null,null,null,null,9.9000000000000005E-2,0.59947662708665117]
[1,0.98648547167219747,null,null,null,null,null,null,null,null,0.1,0.60044118611832609]
[1.01,0.98711917419544282,null,null,null,null,null,null,null,null,0.10100000000000001,0.6014050642486064]
[1.02,0.98772588255672555,null,null,null,null,null,null,null,null,0.10200000000000001,0.60236819762136284]
[1.03,0.98830663394707963,null,null,null,null,null,null,null,null,0.10300000000000001,0.60333055022065984]
[1.04,0.98886243099730331,null,null,null,null,null,null,null,null,0.10400000000000001,0.60429214563667433]
[1.05,0.98939424263420161,null,null,null,null,null,null,null,null,0.105,0.60525297765725938]
[1.06,0.98990300493570016,null,null,null,null,null,null,null,null,0.106,0.60621305497143241]
[1.07,0.99038962198295311,null,null,null,null,null,null,null,null,0.107,0.60717234156472422]
[1.08,0.99085496670774365,null,null,null,null,null,null,null,null,0.108,0.60813084612615043]
[1.0899999999999999,0.99129988173364347,null,null,null,null,null,null,null,null,0.109,0.60908856616885554]
[1.1000000000000001,0.99172518020955214,null,null,null,null,null,null,null,null,0.11,0.61004546997612119]
[1.1099999999999999,0.99213164663438147,null,null,null,null,null,null,null,null,0.111,0.61100163901094195]
[1.1200000000000001,0.99252003767178765,null,null,null,null,null,null,null,null,0.112,0.61195694130957301]
[1.1299999999999999,0.99289108295397632,null,null,null,null,null,null,null,null,0.113,0.61291143001346549]
[1.1400000000000001,0.99324548587372197,null,null,null,null,null,null,null,null,0.114,0.61386512846174723]
[1.1499999999999999,0.99358392436385579,null,null,null,null,null,null,null,null,0.115,0.61481797058657972]
[1.1600000000000001,0.99390705166356752,null,null,null,null,null,null,null,null,0.11600000000000001,0.61577002443078155]
[1.17,0.99421549707096923,null,null,null,null,null,null,null,null,0.11700000000000001,0.61672120902502259]
[1.18,0.9945098666814437,null,null,null,null,null,null,null,null,0.11800000000000001,0.61767154770853094]
[1.19,0.99479074411138768,null,null,null,null,null,null,null,null,0.11900000000000001,0.61862103401811208]
[1.2,0.99505869120702506,null,null,null,null,null,null,null,null,0.12,0.61956964914485091]
[1.21,0.99531424873803387,null,null,null,null,null,null,null,null,0.121,0.62051745036124928]
[1.22,0.99555793707579388,null,null,null,null,null,null,null,null,0.122,0.62146432083065062]
[1.23,0.99579025685611189,null,null,null,null,null,null,null,null,0.123,0.6224103441146227]
[1.24,0.99601168962633357,null,null,null,null,null,null,null,null,0.124,0.62335548456716217]
[1.25,0.99622269847680112,null,null,null,null,null,null,null,null,0.125,0.62429970654215894]
[1.26,0.99642372865664863,null,null,null,null,null,null,null,null,0.126,0.62524307870206075]
[1.27,0.99661520817397331,null,null,null,null,null,null,null,null,0.127,0.62618552069705868]
[1.28,0.99679754838044909,null,null,null,null,null,null,null,null,0.128,0.62712706393648265]
[1.29,0.99697114454048008,null,null,null,null,null,null,null,null,0.129,{"$f":"cubic_Spline($A$2:$A$152,$B$2:$B$152,K131)","v":0.62806769140078134}]
[1.3,0.99713637638502284,null,null,null,null,null,null,null,null,0.13,0.62900740547160683]
[1.31,0.99729360865022287,null,null,null,null,null,null,null,null,0.13100000000000001,0.62994617963545918]
[1.3199999999999998,0.99744319160104211,null,null,null,null,null,null,null,null,0.13200000000000001,0.63088408369923676]
[1.33,0.99758546154006333,null,null,null,null,null,null,null,null,0.13300000000000001,0.63182099248940282]
[1.3399999999999999,0.99772074130168231,null,null,null,null,null,null,null,null,0.13400000000000001,0.63275695964294176]
[1.35,0.99784934073190701,null,null,null,null,null,null,null,null,0.13500000000000001,0.63369200899594225]
[1.3599999999999999,0.9979715571540021,null,null,null,null,null,null,null,null,0.13600000000000001,0.63462607497754409]
[1.37,0.99808767582021984,null,null,null,null,null,null,null,null,0.13700000000000001,0.63555919632446523]
[1.38,0.99819797034987612,null,null,null,null,null,null,null,null,0.13800000000000001,0.6364913670708755]
[1.3900000000000001,0.99830270315403058,null,null,null,null,null,null,null,null,0.13900000000000001,0.63742254399698017]
[1.4,0.99840212584704391,null,null,null,null,null,null,null,null,0.14000000000000001,0.63835271313090403]
[1.4100000000000001,0.99849647964527999,null,null,null,null,null,null,null,null,0.14100000000000001,0.63928197502301964]
[1.42,0.99858599575323803,null,null,null,null,null,null,null,null,0.14200000000000002,0.64021024821896466]
[1.4300000000000002,0.99867089573738754,null,null,null,null,null,null,null,null,0.14300000000000002,0.64113746781867953]
[1.44,0.99875139188799478,null,null,null,null,null,null,null,null,0.14400000000000002,0.64206368812971437]
[1.45,0.99882768756922102,null,null,null,null,null,null,null,null,0.14499999999999999,0.64298890385636942]
[1.46,0.99889997755777615,null,null,null,null,null,null,null,null,0.14599999999999999,0.64391316930810316]
[1.47,0.99896844837041232,null,null,null,null,null,null,null,null,0.14699999999999999,0.64483637488027679]
[1.48,0.99903327858053881,null,null,null,null,null,null,null,null,0.14799999999999999,0.64575857488251098]
[1.49,0.99909463912424001,null,null,null,null,null,null,null,null,0.14899999999999999,0.64667973421620695]
[1.5,0.99915269359597225,null,null,null,null,null,null,null,null,0.15,0.64759984207351329]
[null,null,null,null,null,null,null,null,null,null,0.151,0.64851896144015797]
[null,null,null,null,null,null,null,null,null,null,0.152,0.64943703913492867]
[null,null,null,null,null,null,null,null,null,null,0.153,0.6503540102402261]
[null,null,null,null,null,null,null,null,null,null,0.154,0.65126998865053165]
[null,null,null,null,null,null,null,null,null,null,0.155,0.65218490944870944]
[null,null,null,null,null,null,null,null,null,null,0.156,0.65309873751899816]
[null,null,null,null,null,null,null,null,null,null,0.157,0.65401149734990616]
[null,null,null,null,null,null,null,null,null,null,0.158,0.65492319852983016]
[null,null,null,null,null,null,null,null,null,null,0.159,0.65583382084365327]
[null,null,null,null,null,null,null,null,null,null,0.16,0.65674334734662321]
[null,null,null,null,null,null,null,null,null,null,0.161,0.657651785463648]
[null,null,null,null,null,null,null,null,null,null,0.16200000000000001,0.65855918860584017]
[null,null,null,null,null,null,null,null,null,null,0.16300000000000001,0.65946540267867115]
[null,null,null,null,null,null,null,null,null,null,0.16400000000000001,0.6603705418044874]
[null,null,null,null,null,null,null,null,null,null,0.16500000000000001,0.66127457109570686]
[null,null,null,null,null,null,null,null,null,null,0.16600000000000001,0.6621774854670911]
[null,null,null,null,null,null,null,null,null,null,0.16700000000000001,0.6630792947339138]
[null,null,null,null,null,null,null,null,null,null,0.16800000000000001,0.66397996400906856]
[null,null,null,null,null,null,null,null,null,null,0.16900000000000001,0.66487951055826122]
[null,null,null,null,null,null,null,null,null,null,0.17,0.66577786062777833]
[null,null,null,null,null,null,null,null,null,null,0.17100000000000001,0.66667515356338691]
[null,null,null,null,null,null,null,null,null,null,0.17200000000000001,0.66757130184942304]
[null,null,null,null,null,null,null,null,null,null,0.17300000000000001,0.66846630118306172]
[null,null,null,null,null,null,null,null,null,null,0.17400000000000002,0.66936011745720725]
[null,null,null,null,null,null,null,null,null,null,0.17500000000000002,0.67025274636870613]
[null,null,null,null,null,null,null,null,null,null,0.17599999999999999,0.67114427302195923]
[null,null,null,null,null,null,null,null,null,null,0.17699999999999999,0.6720346186070707]
[null,null,null,null,null,null,null,null,null,null,0.17799999999999999,0.67292377882166676]
[null,null,null,null,null,null,null,null,null,null,0.17899999999999999,0.67381177171366469]
[null,null,null,null,null,null,null,null,null,null,0.18,0.6746985791482103]
[null,null,null,null,null,null,null,null,null,null,0.18099999999999999,0.67558423654509636]
[null,null,null,null,null,null,null,null,null,null,0.182,0.67646864615495517]
[null,null,null,null,null,null,null,null,null,null,0.183,0.67735189258201944]
[null,null,null,null,null,null,null,null,null,null,0.184,0.67823394121911573]
[null,null,null,null,null,null,null,null,null,null,0.185,0.67911478726403873]
[null,null,null,null,null,null,null,null,null,null,0.186,0.67999445571582329]
[null,null,null,null,null,null,null,null,null,null,0.187,0.68087286726494733]
[null,null,null,null,null,null,null,null,null,null,0.188,0.68175007671353849]
[null,null,null,null,null,null,null,null,null,null,0.189,0.68262607180713819]
[null,null,null,null,null,null,null,null,null,null,0.19,0.68350081258819906]
[null,null,null,null,null,null,null,null,null,null,0.191,0.68437437249539779]
[null,null,null,null,null,null,null,null,null,null,0.192,0.68524669716836684]
[null,null,null,null,null,null,null,null,null,null,0.193,{"$f":"cubic_Spline($A$2:$A$152,$B$2:$B$152,K195)","v":0.68611772318442299}]
[null,null,null,null,null,null,null,null,null,null,0.19400000000000001,0.68698750632562167]
[null,null,null,null,null,null,null,null,null,null,0.19500000000000001,0.68785607257344528]
[null,null,null,null,null,null,null,null,null,null,0.19600000000000001,0.68872341810768989]
[null,null,null,null,null,null,null,null,null,null,0.19700000000000001,0.68958946460069448]
[null,null,null,null,null,null,null,null,null,null,0.19800000000000001,0.69045428273826892]
[null,null,null,null,null,null,null,null,null,null,0.19900000000000001,0.69131781654478441]
[null,null,null,null,null,null,null,null,null,null,0.2,0.69218012666534168]
[null,null,null,null,null,null,null,null,null,null,0.20100000000000001,0.69304111002788504]
[null,null,null,null,null,null,null,null,null,null,0.20200000000000001,0.69390087965292424]
[null,null,null,null,null,null,null,null,null,null,0.20300000000000001,0.69475928281291743]
[null,null,null,null,null,null,null,null,null,null,0.20400000000000001,0.69561646479875405]
[null,null,null,null,null,null,null,null,null,null,0.20500000000000002,0.69647236228790466]
[null,null,null,null,null,null,null,null,null,null,0.20600000000000002,0.6973269715613245]
[null,null,null,null,null,null,null,null,null,null,0.20700000000000002,0.69818027399834681]
[null,null,null,null,null,null,null,null,null,null,0.20800000000000002,0.69903229568307523]
[null,null,null,null,null,null,null,null,null,null,0.20899999999999999,0.69988300309350648]
[null,null,null,null,null,null,null,null,null,null,0.21,0.7007323981175404]
[null,null,null,null,null,null,null,null,null,null,0.21099999999999999,0.70158052018887407]
[null,null,null,null,null,null,null,null,null,null,0.21199999999999999,0.70242733181878114]
[null,null,null,null,null,null,null,null,null,null,0.21299999999999999,0.70327279957902689]
[null,null,null,null,null,null,null,null,null,null,0.214,0.7041169496411922]
[null,null,null,null,null,null,null,null,null,null,0.215,0.70495980817887616]
[null,null,null,null,null,null,null,null,null,null,0.216,0.70580134176105969]
[null,null,null,null,null,null,null,null,null,null,0.217,0.70664150205478338]
[null,null,null,null,null,null,null,null,null,null,0.218,0.70748037483886239]
[null,null,null,null,null,null,null,null,null,null,0.219,0.70831788942841711]
[null,null,null,null,null,null,null,null,null,null,0.22,0.70915409535274432]
[null,null,null,null,null,null,null,null,null,null,0.221,0.70998890166847772]
[null,null,null,null,null,null,null,null,null,null,0.222,0.71082242134095175]
[null,null,null,null,null,null,null,null,null,null,0.223,0.71165456182049058]
[null,null,null,null,null,null,null,null,null,null,0.224,0.7124853199594221]
[null,null,null,null,null,null,null,null,null,null,0.22500000000000001,0.7133147522166271]
[null,null,null,null,null,null,null,null,null,null,0.22600000000000001,0.71414285544703537]
[null,null,null,null,null,null,null,null,null,null,0.22700000000000001,0.71496955199796941]
[null,null,null,null,null,null,null,null,null,null,0.22800000000000001,0.71579491323039179]
[null,null,null,null,null,null,null,null,null,null,0.22900000000000001,0.71661889129426448]
[null,null,null,null,null,null,null,null,null,null,0.23,0.71744155408885224]
[null,null,null,null,null,null,null,null,null,null,0.23100000000000001,0.71826274371367249]
[null,null,null,null,null,null,null,null,null,null,0.23200000000000001,0.71908261571223098]
[null,null,null,null,null,null,null,null,null,null,0.23300000000000001,0.71990104820890288]
[null,null,null,null,null,null,null,null,null,null,0.23400000000000001,0.72071815774145387]
[null,null,null,null,null,null,null,null,null,null,0.23500000000000001,0.72153388203678714]
[null,null,null,null,null,null,null,null,null,null,0.23600000000000002,0.72234818862287253]
[null,null,null,null,null,null,null,null,null,null,0.23700000000000002,0.72316111953298734]
[null,null,null,null,null,null,null,null,null,null,0.23800000000000002,0.72397265719715653]
[null,null,null,null,null,null,null,null,null,null,0.23900000000000002,0.72478280639556669]
[null,null,null,null,null,null,null,null,null,null,0.24,0.72559151667620125]
[null,null,null,null,null,null,null,null,null,null,0.24099999999999999,0.72639885553063965]
[null,null,null,null,null,null,null,null,null,null,0.24199999999999999,0.72720484996046941]
[null,null,null,null,null,null,null,null,null,null,0.24299999999999999,0.72800937798750087]
[null,null,null,null,null,null,null,null,null,null,0.24399999999999999,0.72881246663997823]
[null,null,null,null,null,null,null,null,null,null,0.245,0.72961417275063234]
[null,null,null,null,null,null,null,null,null,null,0.246,0.7304144935475777]
[null,null,null,null,null,null,null,null,null,null,0.247,0.73121335175228708]
[null,null,null,null,null,null,null,null,null,null,0.248,0.73201081909926524]
[null,null,null,null,null,null,null,null,null,null,0.249,0.73280684811211638]
[null,null,null,null,null,null,null,null,null,null,0.25,0.73360145092010498]
[null,null,null,null,null,null,null,null,null,null,0.251,0.73439463836507146]
[null,null,null,null,null,null,null,null,null,null,0.252,0.73518639464162616]
[null,null,null,null,null,null,null,null,null,null,0.253,0.73597665795405176]
[null,null,null,null,null,null,null,null,null,null,0.254,0.73676554531800964]
[null,null,null,null,null,null,null,null,null,null,0.255,0.73755299493842175]
[null,null,null,null,null,null,null,null,null,null,0.25600000000000001,0.73833900462354785]
[null,null,null,null,null,null,null,null,null,null,0.25700000000000001,{"$f":"cubic_Spline($A$2:$A$152,$B$2:$B$152,K259)","v":0.73912355727996903}]
[null,null,null,null,null,null,null,null,null,null,0.25800000000000001,0.73990668051919739]
[null,null,null,null,null,null,null,null,null,null,0.25900000000000001,0.74068834234645764]
[null,null,null,null,null,null,null,null,null,null,0.26,0.74146854807088169]
[null,null,null,null,null,null,null,null,null,null,0.26100000000000001,0.74224733152513633]
[null,null,null,null,null,null,null,null,null,null,0.26200000000000001,0.74302466218334251]
[null,null,null,null,null,null,null,null,null,null,0.26300000000000001,0.74380047853903608]
[null,null,null,null,null,null,null,null,null,null,0.26400000000000001,0.74457489789709208]
[null,null,null,null,null,null,null,null,null,null,0.26500000000000001,0.74534782894937235]
[null,null,null,null,null,null,null,null,null,null,0.26600000000000001,0.74611932939802461]
[null,null,null,null,null,null,null,null,null,null,0.26700000000000002,0.7468893377353808]
[null,null,null,null,null,null,null,null,null,null,0.26800000000000002,0.74765791166453233]
[null,null,null,null,null,null,null,null,null,null,0.26900000000000002,0.74842499712819388]
[null,null,null,null,null,null,null,null,null,null,0.27,0.74919059138750532]
[null,null,null,null,null,null,null,null,null,null,0.27100000000000002,0.74995477439218194]
[null,null,null,null,null,null,null,null,null,null,0.27200000000000002,0.75071748575479824]
[null,null,null,null,null,null,null,null,null,null,0.27300000000000002,0.75147866414733699]
[null,null,null,null,null,null,null,null,null,null,0.27400000000000002,0.75223839725076413]
[null,null,null,null,null,null,null,null,null,null,0.27500000000000002,0.75299665354004164]
[null,null,null,null,null,null,null,null,null,null,0.27600000000000002,0.75375343129111094]
[null,null,null,null,null,null,null,null,null,null,0.27700000000000002,0.75450872877937958]
[null,null,null,null,null,null,null,null,null,null,0.27800000000000002,0.75526254428174544]
[null,null,null,null,null,null,null,null,null,null,0.27900000000000003,0.75601487607341566]
[null,null,null,null,null,null,null,null,null,null,0.28000000000000003,0.75676575132996327]
[null,null,null,null,null,null,null,null,null,null,0.28100000000000003,0.7575150755502964]
[null,null,null,null,null,null,null,null,null,null,0.28200000000000003,0.75826297086255934]
[null,null,null,null,null,null,null,null,null,null,0.28300000000000003,0.75900931670350325]
[null,null,null,null,null,null,null,null,null,null,0.28400000000000003,0.75975420112347725]
[null,null,null,null,null,null,null,null,null,null,0.28500000000000003,0.76049762276918664]
[null,null,null,null,null,null,null,null,null,null,0.28600000000000003,0.76123952068133349]
[null,null,null,null,null,null,null,null,null,null,0.28700000000000003,0.76197992330704745]
[null,null,null,null,null,null,null,null,null,null,0.28800000000000003,0.76271884419380365]
[null,null,null,null,null,null,null,null,null,null,0.28899999999999998,0.76345625963446062]
[null,null,null,null,null,null,null,null,null,null,0.28999999999999998,0.76419215211817781]
[null,null,null,null,null,null,null,null,null,null,0.29099999999999998,0.76492657145754983]
[null,null,null,null,null,null,null,null,null,null,0.29199999999999998,0.76565948888102431]
[null,null,null,null,null,null,null,null,null,null,0.29299999999999998,0.7663909031774645]
[null,null,null,null,null,null,null,null,null,null,0.29399999999999998,0.76712078333072786]
[null,null,null,null,null,null,null,null,null,null,0.29499999999999998,0.7678492175373155]
[null,null,null,null,null,null,null,null,null,null,0.29599999999999999,0.76857611517842273]
[null,null,null,null,null,null,null,null,null,null,0.29699999999999999,0.7693014750416679]
[null,null,null,null,null,null,null,null,null,null,0.29799999999999999,0.77002535552083484]
[null,null,null,null,null,null,null,null,null,null,0.29899999999999999,0.77074771815043419]
[null,null,null,null,null,null,null,null,null,null,0.3,0.77146854559149969]
[null,null,null,null,null,null,null,null,null,null,0.30099999999999999,0.77218792903159761]
[null,null,null,null,null,null,null,null,null,null,0.30199999999999999,0.77290573935447937]
[null,null,null,null,null,null,null,null,null,null,0.30299999999999999,0.773622035474826]
[null,null,null,null,null,null,null,null,null,null,0.30399999999999999,0.77433684650229129]
[null,null,null,null,null,null,null,null,null,null,0.30499999999999999,0.77505014194526567]
[null,null,null,null,null,null,null,null,null,null,0.30599999999999999,0.77576189131075646]
[null,null,null,null,null,null,null,null,null,null,0.307,0.77647213861102915]
[null,null,null,null,null,null,null,null,null,null,0.308,0.77718088315639788]
[null,null,null,null,null,null,null,null,null,null,0.309,0.77788808700253476]
[null,null,null,null,null,null,null,null,null,null,0.31,0.77859377011207198]
[null,null,null,null,null,null,null,null,null,null,0.311,0.779297934361733]
[null,null,null,null,null,null,null,null,null,null,0.312,0.78000063768155858]
[null,null,null,null,null,null,null,null,null,null,0.313,0.78070170045190102]
[null,null,null,null,null,null,null,null,null,null,0.314,0.78140133048058702]
[null,null,null,null,null,null,null,null,null,null,0.315,0.7820994375556154]
[null,null,null,null,null,null,null,null,null,null,0.316,0.7827959910682416]
[null,null,null,null,null,null,null,null,null,null,0.317,0.78349102001381432]
[null,null,null,null,null,null,null,null,null,null,0.318,0.78418455338922233]
[null,null,null,null,null,null,null,null,null,null,0.31900000000000001,0.78487653078263986]
[null,null,null,null,null,null,null,null,null,null,0.32,0.78556701597858869]
[null,null,null,null,null,null,null,null,null,null,0.32100000000000001,{"$f":"cubic_Spline($A$2:$A$152,$B$2:$B$152,K323)","v":0.78625594963325973}]
[null,null,null,null,null,null,null,null,null,null,0.32200000000000001,0.78694335535765803]
[null,null,null,null,null,null,null,null,null,null,0.32300000000000001,0.7876291734093126]
[null,null,null,null,null,null,null,null,null,null,0.32400000000000001,0.78831355265927683]
[null,null,null,null,null,null,null,null,null,null,0.32500000000000001,0.78899637376111753]
[null,null,null,null,null,null,null,null,null,null,0.32600000000000001,0.78967766637861769]
[null,null,null,null,null,null,null,null,null,null,0.32700000000000001,0.79035741547152205]
[null,null,null,null,null,null,null,null,null,null,0.32800000000000001,0.79103566560576855]
[null,null,null,null,null,null,null,null,null,null,0.32900000000000001,0.79171236448799076]
[null,null,null,null,null,null,null,null,null,null,0.33,0.7923875104836815]
[null,null,null,null,null,null,null,null,null,null,0.33100000000000002,0.79306121454674772]
[null,null,null,null,null,null,null,null,null,null,0.33200000000000002,0.79373332964467447]
[null,null,null,null,null,null,null,null,null,null,0.33300000000000002,0.79440385559426419]
[null,null,null,null,null,null,null,null,null,null,0.33400000000000002,0.7950729412211972]
[null,null,null,null,null,null,null,null,null,null,0.33500000000000002,0.79574046713367019]
[null,null,null,null,null,null,null,null,null,null,0.33600000000000002,0.79640649275241626]
[null,null,null,null,null,null,null,null,null,null,0.33700000000000002,0.79707092848600292]
[null,null,null,null,null,null,null,null,null,null,0.33800000000000002,0.79773387845964172]
[null,null,null,null,null,null,null,null,null,null,0.33900000000000002,0.79839528288401374]
[null,null,null,null,null,null,null,null,null,null,0.34,0.79905516899334816]
[null,null,null,null,null,null,null,null,null,null,0.34100000000000003,0.79971353608523355]
[null,null,null,null,null,null,null,null,null,null,0.34200000000000003,0.80037031259255509]
[null,null,null,null,null,null,null,null,null,null,0.34300000000000003,0.80102555815590337]
[null,null,null,null,null,null,null,null,null,null,0.34400000000000003,0.80167933241313172]
[null,null,null,null,null,null,null,null,null,null,0.34500000000000003,0.80233157579622594]
[null,null,null,null,null,null,null,null,null,null,0.34600000000000003,0.80298225853809457]
[null,null,null,null,null,null,null,null,null,null,0.34700000000000003,0.80363141047573639]
[null,null,null,null,null,null,null,null,null,null,0.34800000000000003,0.80427904654653981]
[null,null,null,null,null,null,null,null,null,null,0.34900000000000003,0.80492514443323027]
[null,null,null,null,null,null,null,null,null,null,0.35000000000000003,0.80556971550351208]
[null,null,null,null,null,null,null,null,null,null,0.35100000000000003,0.80621274960255129]
[null,null,null,null,null,null,null,null,null,null,0.35199999999999998,0.80685425368486852]
[null,null,null,null,null,null,null,null,null,null,0.35299999999999998,0.80749422839675689]
[null,null,null,null,null,null,null,null,null,null,0.35399999999999998,0.8081326743817594]
[null,null,null,null,null,null,null,null,null,null,0.35499999999999998,0.80876959228684409]
[null,null,null,null,null,null,null,null,null,null,0.35599999999999998,0.80940501255990327]
[null,null,null,null,null,null,null,null,null,null,0.35699999999999998,0.81003886134014513]
[null,null,null,null,null,null,null,null,null,null,0.35799999999999998,0.81067119887878003]
[null,null,null,null,null,null,null,null,null,null,0.35899999999999999,0.81130201837003324]
[null,null,null,null,null,null,null,null,null,null,0.36,0.8119312741031266]
[null,null,null,null,null,null,null,null,null,null,0.36099999999999999,0.81255909886671629]
[null,null,null,null,null,null,null,null,null,null,0.36199999999999999,0.81318533993272213]
[null,null,null,null,null,null,null,null,null,null,0.36299999999999999,0.81380999741495486]
[null,null,null,null,null,null,null,null,null,null,0.36399999999999999,0.81443322043611166]
[null,null,null,null,null,null,null,null,null,null,0.36499999999999999,0.81505488990139496]
[null,null,null,null,null,null,null,null,null,null,0.36599999999999999,0.81567503572622624]
[null,null,null,null,null,null,null,null,null,null,0.36699999999999999,0.81629365802315201]
[null,null,null,null,null,null,null,null,null,null,0.36799999999999999,0.8169107569062628]
[null,null,null,null,null,null,null,null,null,null,0.36899999999999999,0.81752633248789719]
[null,null,null,null,null,null,null,null,null,null,0.37,0.81814041172310004]
[null,null,null,null,null,null,null,null,null,null,0.371,0.81875294779159646]
[null,null,null,null,null,null,null,null,null,null,0.372,0.81936396207545947]
[null,null,null,null,null,null,null,null,null,null,0.373,0.81997339626062982]
[null,null,null,null,null,null,null,null,null,null,0.374,0.82058137084425964]
[null,null,null,null,null,null,null,null,null,null,0.375,0.82118782751297059]
[null,null,null,null,null,null,null,null,null,null,0.376,0.82179276755663755]
[null,null,null,null,null,null,null,null,null,null,0.377,0.82239617736342197]
[null,null,null,null,null,null,null,null,null,null,0.378,0.82299808802651175]
[null,null,null,null,null,null,null,null,null,null,0.379,0.82359847848327961]
[null,null,null,null,null,null,null,null,null,null,0.38,0.82419733056039091]
[null,null,null,null,null,null,null,null,null,null,0.38100000000000001,0.82479476090737669]
[null,null,null,null,null,null,null,null,null,null,0.38200000000000001,0.82539062192375234]
[null,null,null,null,null,null,null,null,null,null,0.38300000000000001,0.82598491405948093]
[null,null,null,null,null,null,null,null,null,null,0.38400000000000001,0.82657775697111513]
[null,null,null,null,null,null,null,null,null,null,0.38500000000000001,{"$f":"cubic_Spline($A$2:$A$152,$B$2:$B$152,K387)","v":0.82716912130697073}]
[null,null,null,null,null,null,null,null,null,null,0.38600000000000001,0.82775894791166116]
[null,null,null,null,null,null,null,null,null,null,0.38700000000000001,0.82834725213505822]
[null,null,null,null,null,null,null,null,null,null,0.38800000000000001,0.82893406422972515]
[null,null,null,null,null,null,null,null,null,null,0.38900000000000001,0.82951936974300489]
[null,null,null,null,null,null,null,null,null,null,0.39,0.83010316266812967]
[null,null,null,null,null,null,null,null,null,null,0.39100000000000001,0.83068546600897253]
[null,null,null,null,null,null,null,null,null,null,0.39200000000000002,0.83126626512804336]
[null,null,null,null,null,null,null,null,null,null,0.39300000000000002,0.83184550188171702]
[null,null,null,null,null,null,null,null,null,null,0.39400000000000002,0.8324232969376103]
[null,null,null,null,null,null,null,null,null,null,0.39500000000000002,0.83299959215277142]
[null,null,null,null,null,null,null,null,null,null,0.39600000000000002,0.83357438898751657]
[null,null,null,null,null,null,null,null,null,null,0.39700000000000002,0.83414767400045531]
[null,null,null,null,null,null,null,null,null,null,0.39800000000000002,0.83471947845520644]
[null,null,null,null,null,null,null,null,null,null,0.39900000000000002,0.83528977400901261]
[null,null,null,null,null,null,null,null,null,null,0.4,0.83585855869055226]
[null,null,null,null,null,null,null,null,null,null,0.40100000000000002,0.83642589498309572]
[null,null,null,null,null,null,null,null,null,null,0.40200000000000002,0.83699174126473275]
[null,null,null,null,null,null,null,null,null,null,0.40300000000000002,0.83755603899899356]
[null,null,null,null,null,null,null,null,null,null,0.40400000000000003,0.83811890846067638]
[null,null,null,null,null,null,null,null,null,null,0.40500000000000003,0.83868026131165563]
[null,null,null,null,null,null,null,null,null,null,0.40600000000000003,0.83924015822405496]
[null,null,null,null,null,null,null,null,null,null,0.40700000000000003,0.83979854066016757]
[null,null,null,null,null,null,null,null,null,null,0.40800000000000003,0.84035545439192627]
[null,null,null,null,null,null,null,null,null,null,0.40900000000000003,0.84091087813432364]
[null,null,null,null,null,null,null,null,null,null,0.41000000000000003,0.84146482241070342]
[null,null,null,null,null,null,null,null,null,null,0.41100000000000003,0.84201728938509079]
[null,null,null,null,null,null,null,null,null,null,0.41200000000000003,0.84256827763186082]
[null,null,null,null,null,null,null,null,null,null,0.41300000000000003,0.84311772922250727]
[null,null,null,null,null,null,null,null,null,null,0.41400000000000003,0.84366582464445561]
[null,null,null,null,null,null,null,null,null,null,0.41500000000000004,0.84421235695824925]
[null,null,null,null,null,null,null,null,null,null,0.41600000000000004,0.84475747685094715]
[null,null,null,null,null,null,null,null,null,null,0.41699999999999998,0.84530106678816552]
[null,null,null,null,null,null,null,null,null,null,0.41799999999999998,0.8458432327544525]
[null,null,null,null,null,null,null,null,null,null,0.41899999999999998,0.84638390936928631]
[null,null,null,null,null,null,null,null,null,null,0.42,0.84692309801203958]
[null,null,null,null,null,null,null,null,null,null,0.42099999999999999,0.84746086940366883]
[null,null,null,null,null,null,null,null,null,null,0.42199999999999999,0.84799717858233281]
[null,null,null,null,null,null,null,null,null,null,0.42299999999999999,0.84853196737917547]
[null,null,null,null,null,null,null,null,null,null,0.42399999999999999,0.84906535643665804]
[null,null,null,null,null,null,null,null,null,null,0.42499999999999999,0.84959728758657871]
[null,null,null,null,null,null,null,null,null,null,0.42599999999999999,0.85012773246172035]
[null,null,null,null,null,null,null,null,null,null,0.42699999999999999,0.85065672229898026]
[null,null,null,null,null,null,null,null,null,null,0.42799999999999999,0.85118428833673843]
[null,null,null,null,null,null,null,null,null,null,0.42899999999999999,0.85171037240472502]
[null,null,null,null,null,null,null,null,null,null,0.43,0.85223500193951784]
[null,null,null,null,null,null,null,null,null,null,0.43099999999999999,0.85275822435718096]
[null,null,null,null,null,null,null,null,null,null,0.432,0.85327999919283437]
[null,null,null,null,null,null,null,null,null,null,0.433,0.85380020895235498]
[null,null,null,null,null,null,null,null,null,null,0.434,0.85431909376689608]
[null,null,null,null,null,null,null,null,null,null,0.435,0.85483653614298194]
[null,null,null,null,null,null,null,null,null,null,0.436,0.85535250799277984]
[null,null,null,null,null,null,null,null,null,null,0.437,0.85586704083257581]
[null,null,null,null,null,null,null,null,null,null,0.438,0.85638013637780197]
[null,null,null,null,null,null,null,null,null,null,0.439,0.85689180379280527]
[null,null,null,null,null,null,null,null,null,null,0.44,0.85740205347489462]
[null,null,null,null,null,null,null,null,null,null,0.441,0.8579108062351074]
[null,null,null,null,null,null,null,null,null,null,0.442,0.8584181884304769]
[null,null,null,null,null,null,null,null,null,null,0.443,0.85892408283398469]
[null,null,null,null,null,null,null,null,null,null,0.44400000000000001,0.85942861063463016]
[null,null,null,null,null,null,null,null,null,null,0.44500000000000001,0.85993171421068049]
[null,null,null,null,null,null,null,null,null,null,0.44600000000000001,0.86043339554373766]
[null,null,null,null,null,null,null,null,null,null,0.44700000000000001,0.86093362681256269]
[null,null,null,null,null,null,null,null,null,null,0.44800000000000001,0.86143246960433451]
[null,null,null,null,null,null,null,null,null,null,0.44900000000000001,{"$f":"cubic_Spline($A$2:$A$152,$B$2:$B$152,K451)","v":0.86192987374587682}]
[null,null,null,null,null,null,null,null,null,null,0.45,0.86242588445784063]
[null,null,null,null,null,null,null,null,null,null,0.45100000000000001,0.8629204422883815]
[null,null,null,null,null,null,null,null,null,null,0.45200000000000001,0.86341364910583918]
[null,null,null,null,null,null,null,null,null,null,0.45300000000000001,0.86390538741841782]
[null,null,null,null,null,null,null,null,null,null,0.45400000000000001,0.86439571854572994]
[null,null,null,null,null,null,null,null,null,null,0.45500000000000002,0.86488470381054505]
[null,null,null,null,null,null,null,null,null,null,0.45600000000000002,0.86537225552273001]
[null,null,null,null,null,null,null,null,null,null,0.45700000000000002,0.86585837539860666]
[null,null,null,null,null,null,null,null,null,null,0.45800000000000002,0.86634313966173393]
[null,null,null,null,null,null,null,null,null,null,0.45900000000000002,0.86682648297301534]
[null,null,null,null,null,null,null,null,null,null,0.46,0.86730842532485997]
[null,null,null,null,null,null,null,null,null,null,0.46100000000000002,0.86778900918401314]
[null,null,null,null,null,null,null,null,null,null,0.46200000000000002,0.86826820028924601]
[null,null,null,null,null,null,null,null,null,null,0.46300000000000002,0.86874588184372725]
[null,null,null,null,null,null,null,null,null,null,0.46400000000000002,0.86922229467599899]
[null,null,null,null,null,null,null,null,null,null,0.46500000000000002,0.86969729218753133]
[null,null,null,null,null,null,null,null,null,null,0.46600000000000003,0.87017093639477561]
[null,null,null,null,null,null,null,null,null,null,0.46700000000000003,0.87064314030206558]
[null,null,null,null,null,null,null,null,null,null,0.46800000000000003,0.87111401063024374]
[null,null,null,null,null,null,null,null,null,null,0.46900000000000003,0.87158349018577597]
[null,null,null,null,null,null,null,null,null,null,0.47000000000000003,0.87205158194621302]
[null,null,null,null,null,null,null,null,null,null,0.47100000000000003,0.8725183292618981]
[null,null,null,null,null,null,null,null,null,null,0.47200000000000003,0.87298370730982899]
[null,null,null,null,null,null,null,null,null,null,0.47300000000000003,0.87344765826541448]
[null,null,null,null,null,null,null,null,null,null,0.47400000000000003,0.87391030311554652]
[null,null,null,null,null,null,null,null,null,null,0.47500000000000003,0.87437161383856921]
[null,null,null,null,null,null,null,null,null,null,0.47600000000000003,0.87483153260925095]
[null,null,null,null,null,null,null,null,null,null,0.47700000000000004,0.87529006120650887]
[null,null,null,null,null,null,null,null,null,null,0.47800000000000004,0.87574724611413179]
[null,null,null,null,null,null,null,null,null,null,0.47900000000000004,0.87620307420968779]
[null,null,null,null,null,null,null,null,null,null,0.48,0.87665753731058305]
[null,null,null,null,null,null,null,null,null,null,0.48099999999999998,0.87711067954764432]
[null,null,null,null,null,null,null,null,null,null,0.48199999999999998,0.87756247108294283]
[null,null,null,null,null,null,null,null,null,null,0.48299999999999998,0.87801285486324043]
[null,null,null,null,null,null,null,null,null,null,0.48399999999999999,0.87846195264681359]
[null,null,null,null,null,null,null,null,null,null,0.48499999999999999,0.87890967757870708]
[null,null,null,null,null,null,null,null,null,null,0.48599999999999999,0.87935609181434016]
[null,null,null,null,null,null,null,null,null,null,0.48699999999999999,0.87980113829935258]
[null,null,null,null,null,null,null,null,null,null,0.48799999999999999,0.88024486428888316]
[null,null,null,null,null,null,null,null,null,null,0.48899999999999999,0.88068724998128967]
[null,null,null,null,null,null,null,null,null,null,0.49,0.88112830111208307]
[null,null,null,null,null,null,null,null,null,null,0.49099999999999999,0.88156805643480129]
[null,null,null,null,null,null,null,null,null,null,0.49199999999999999,0.88200648613788224]
[null,null,null,null,null,null,null,null,null,null,0.49299999999999999,0.88244353274197007]
[null,null,null,null,null,null,null,null,null,null,0.49399999999999999,0.88287925797462485]
[null,null,null,null,null,null,null,null,null,null,0.495,0.8833137235663745]
[null,null,null,null,null,null,null,null,null,null,0.496,0.88374687203724311]
[null,null,null,null,null,null,null,null,null,null,0.497,0.88417864590677431]
[null,null,null,null,null,null,null,null,null,null,0.498,0.88460916650979082]
[null,null,null,null,null,null,null,null,null,null,0.499,0.88503834656333213]
[null,null,null,null,null,null,null,null,null,null,0.5,0.88546621799468994]
[null,null,null,null,null,null,null,null,null,null,0.501,0.885892801278235]
[null,null,null,null,null,null,null,null,null,null,0.502,0.88631808052367733]
[null,null,null,null,null,null,null,null,null,null,0.503,0.88674199858602298]
[null,null,null,null,null,null,null,null,null,null,0.504,0.88716467713187608]
[null,null,null,null,null,null,null,null,null,null,0.505,0.8875860590168263]
[null,null,null,null,null,null,null,null,null,null,0.50600000000000001,0.88800614669991418]
[null,null,null,null,null,null,null,null,null,null,0.50700000000000001,0.88842491283738445]
[null,null,null,null,null,null,null,null,null,null,0.50800000000000001,0.88884240459261121]
[null,null,null,null,null,null,null,null,null,null,0.50900000000000001,0.88925861697340236]
[null,null,null,null,null,null,null,null,null,null,0.51,0.88967354900092332]
[null,null,null,null,null,null,null,null,null,null,0.51100000000000001,0.89008718505999485]
[null,null,null,null,null,null,null,null,null,null,0.51200000000000001,0.89049954155680588]
[null,null,null,null,null,null,null,null,null,null,0.51300000000000001,{"$f":"cubic_Spline($A$2:$A$152,$B$2:$B$152,K515)","v":0.89091062083597128}]
[null,null,null,null,null,null,null,null,null,null,0.51400000000000001,0.89132042523981392]
[null,null,null,null,null,null,null,null,null,null,0.51500000000000001,0.8917289571135214]
[null,null,null,null,null,null,null,null,null,null,0.51600000000000001,0.89213624860343255]
[null,null,null,null,null,null,null,null,null,null,0.51700000000000002,0.89254221264613176]
[null,null,null,null,null,null,null,null,null,null,0.51800000000000002,0.89294697079575902]
[null,null,null,null,null,null,null,null,null,null,0.51900000000000002,0.89335043598872366]
[null,null,null,null,null,null,null,null,null,null,0.52,0.89375261834961117]
[null,null,null,null,null,null,null,null,null,null,0.52100000000000002,0.89415360043869008]
[null,null,null,null,null,null,null,null,null,null,0.52200000000000002,0.89455332653188191]
[null,null,null,null,null,null,null,null,null,null,0.52300000000000002,0.89495167989025592]
[null,null,null,null,null,null,null,null,null,null,0.52400000000000002,0.89534890140049972]
[null,null,null,null,null,null,null,null,null,null,0.52500000000000002,0.89574484452192271]
[null,null,null,null,null,null,null,null,null,null,0.52600000000000002,0.89613957132894062]
[null,null,null,null,null,null,null,null,null,null,0.52700000000000002,0.89653299488390148]
[null,null,null,null,null,null,null,null,null,null,0.52800000000000002,0.89692522196552338]
[null,null,null,null,null,null,null,null,null,null,0.52900000000000003,0.89731618798772406]
[null,null,null,null,null,null,null,null,null,null,0.53,0.89770592906742297]
[null,null,null,null,null,null,null,null,null,null,0.53100000000000003,0.89809443431323877]
[null,null,null,null,null,null,null,null,null,null,0.53200000000000003,0.89848170845377762]
[null,null,null,null,null,null,null,null,null,null,0.53300000000000003,0.8988676945471904]
[null,null,null,null,null,null,null,null,null,null,0.53400000000000003,0.89925251446335674]
[null,null,null,null,null,null,null,null,null,null,0.53500000000000003,0.89963614106330136]
[null,null,null,null,null,null,null,null,null,null,0.53600000000000003,0.90001851740459904]
[null,null,null,null,null,null,null,null,null,null,0.53700000000000003,0.90039967595134496]
[null,null,null,null,null,null,null,null,null,null,0.53800000000000003,0.90077961936656137]
[null,null,null,null,null,null,null,null,null,null,0.53900000000000003,0.90115834286127172]
[null,null,null,null,null,null,null,null,null,null,0.54,0.90153583341771037]
[null,null,null,null,null,null,null,null,null,null,0.54100000000000004,0.90191218214675828]
[null,null,null,null,null,null,null,null,null,null,0.54200000000000004,0.90228732626395824]
[null,null,null,null,null,null,null,null,null,null,0.54300000000000004,0.90266114909359796]
[null,null,null,null,null,null,null,null,null,null,0.54400000000000004,0.90303389158567549]
[null,null,null,null,null,null,null,null,null,null,0.54500000000000004,0.90340537746037297]
[null,null,null,null,null,null,null,null,null,null,0.54600000000000004,0.90377572845999388]
[null,null,null,null,null,null,null,null,null,null,0.54700000000000004,0.90414482790782436]
[null,null,null,null,null,null,null,null,null,null,0.54800000000000004,0.90451276774463074]
[null,null,null,null,null,null,null,null,null,null,0.54900000000000004,0.90487950579934051]
[null,null,null,null,null,null,null,null,null,null,0.55000000000000004,0.90524505508468944]
[null,null,null,null,null,null,null,null,null,null,0.55100000000000005,0.90560947201943554]
[null,null,null,null,null,null,null,null,null,null,0.55200000000000005,0.90597264997956084]
[null,null,null,null,null,null,null,null,null,null,0.55300000000000005,0.90633465101458455]
[null,null,null,null,null,null,null,null,null,null,0.55400000000000005,0.90669547756726798]
[null,null,null,null,null,null,null,null,null,null,0.55500000000000005,0.90705519168765891]
[null,null,null,null,null,null,null,null,null,null,0.55600000000000005,0.90741370641311259]
[null,null,null,null,null,null,null,null,null,null,0.55700000000000005,0.90777102418752331]
[null,null,null,null,null,null,null,null,null,null,0.55800000000000005,0.90812720706062755]
[null,null,null,null,null,null,null,null,null,null,0.55900000000000005,0.9084822202232552]
[null,null,null,null,null,null,null,null,null,null,0.56000000000000005,0.90883608761557533]
[null,null,null,null,null,null,null,null,null,null,0.56100000000000005,0.90918874374546366]
[null,null,null,null,null,null,null,null,null,null,0.56200000000000006,0.90954030481919168]
[null,null,null,null,null,null,null,null,null,null,0.56300000000000006,0.90989065433786109]
[null,null,null,null,null,null,null,null,null,null,0.56400000000000006,0.91023991421908279]
[null,null,null,null,null,null,null,null,null,null,0.56500000000000006,0.9105880275691205]
[null,null,null,null,null,null,null,null,null,null,0.56600000000000006,0.91093496729550227]
[null,null,null,null,null,null,null,null,null,null,0.56700000000000006,0.91128076590998164]
[null,null,null,null,null,null,null,null,null,null,0.56800000000000006,0.9116254559254845]
[null,null,null,null,null,null,null,null,null,null,0.56900000000000006,0.91196898044663921]
[null,null,null,null,null,null,null,null,null,null,0.57000000000000006,0.91231137447161648]
[null,null,null,null,null,null,null,null,null,null,0.57100000000000006,0.9126526419881309]
[null,null,null,null,null,null,null,null,null,null,0.57200000000000006,0.91299278168456932]
[null,null,null,null,null,null,null,null,null,null,0.57300000000000006,0.91333179601312731]
[null,null,null,null,null,null,null,null,null,null,0.57400000000000007,0.91366968742397947]
[null,null,null,null,null,null,null,null,null,null,0.57500000000000007,0.91400648817214902]
[null,null,null,null,null,null,null,null,null,null,0.57600000000000007,0.91434214110465895]
[null,null,null,null,null,null,null,null,null,null,0.57699999999999996,{"$f":"cubic_Spline($A$2:$A$152,$B$2:$B$152,K579)","v":0.91467664867275711}]
[null,null,null,null,null,null,null,null,null,null,0.57799999999999996,0.91501010273583427]
[null,null,null,null,null,null,null,null,null,null,0.57899999999999996,0.91534241633801683]
[null,null,null,null,null,null,null,null,null,null,0.57999999999999996,0.91567359754257405]
[null,null,null,null,null,null,null,null,null,null,0.58099999999999996,0.91600375121561395]
[null,null,null,null,null,null,null,null,null,null,0.58199999999999996,0.91633274239069273]
[null,null,null,null,null,null,null,null,null,null,0.58299999999999996,0.91666057392967049]
[null,null,null,null,null,null,null,null,null,null,0.58399999999999996,0.91698742750636419]
[null,null,null,null,null,null,null,null,null,null,0.58499999999999996,0.917313127169194]
[null,null,null,null,null,null,null,null,null,null,0.58599999999999997,0.91763776518647078]
[null,null,null,null,null,null,null,null,null,null,0.58699999999999997,0.9179612550121703]
[null,null,null,null,null,null,null,null,null,null,0.58799999999999997,0.91828371871764503]
[null,null,null,null,null,null,null,null,null,null,0.58899999999999997,0.91860507720730067]
[null,null,null,null,null,null,null,null,null,null,0.59,0.91892537910928251]
[null,null,null,null,null,null,null,null,null,null,0.59099999999999997,0.91924459176810314]
[null,null,null,null,null,null,null,null,null,null,0.59199999999999997,0.91956272972922271]
[null,null,null,null,null,null,null,null,null,null,0.59299999999999997,0.91987973583164295]
[null,null,null,null,null,null,null,null,null,null,0.59399999999999997,0.9201957317263737]
[null,null,null,null,null,null,null,null,null,null,0.59499999999999997,0.92051063045057613]
[null,null,null,null,null,null,null,null,null,null,0.59599999999999997,0.92082449405203837]
[null,null,null,null,null,null,null,null,null,null,0.59699999999999998,0.92113726536886897]
[null,null,null,null,null,null,null,null,null,null,0.59799999999999998,0.92144902135071827]
[null,null,null,null,null,null,null,null,null,null,0.59899999999999998,0.92175968993438606]
[null,null,null,null,null,null,null,null,null,null,0.6,0.92206931075787779]
[null,null,null,null,null,null,null,null,null,null,0.60099999999999998,0.92237788010547217]
[null,null,null,null,null,null,null,null,null,null,0.60199999999999998,0.92268539935502725]
[null,null,null,null,null,null,null,null,null,null,0.60299999999999998,0.92299181151338405]
[null,null,null,null,null,null,null,null,null,null,0.60399999999999998,0.92329723839943489]
[null,null,null,null,null,null,null,null,null,null,0.60499999999999998,0.92360165282281392]
[null,null,null,null,null,null,null,null,null,null,0.60599999999999998,0.92390499778987012]
[null,null,null,null,null,null,null,null,null,null,0.60699999999999998,0.92420730571353826]
[null,null,null,null,null,null,null,null,null,null,0.60799999999999998,0.92450856430433603]
[null,null,null,null,null,null,null,null,null,null,0.60899999999999999,0.92480880597505433]
[null,null,null,null,null,null,null,null,null,null,0.61,0.92510799918769704]
[null,null,null,null,null,null,null,null,null,null,0.61099999999999999,0.92540619132024249]
[null,null,null,null,null,null,null,null,null,null,0.61199999999999999,0.92570335958803474]
[null,null,null,null,null,null,null,null,null,null,0.61299999999999999,0.92599944712087945]
[null,null,null,null,null,null,null,null,null,null,0.61399999999999999,0.92629457586068109]
[null,null,null,null,null,null,null,null,null,null,0.61499999999999999,0.92658871874002724]
[null,null,null,null,null,null,null,null,null,null,0.61599999999999999,0.92688181888824395]
[null,null,null,null,null,null,null,null,null,null,0.61699999999999999,0.92717387903893078]
[null,null,null,null,null,null,null,null,null,null,0.61799999999999999,0.92746494663021029]
[null,null,null,null,null,null,null,null,null,null,0.61899999999999999,0.9277550169449611]
[null,null,null,null,null,null,null,null,null,null,0.62,0.92804405406445689]
[null,null,null,null,null,null,null,null,null,null,0.621,0.92833218447026711]
[null,null,null,null,null,null,null,null,null,null,0.622,0.92861925855902405]
[null,null,null,null,null,null,null,null,null,null,0.623,0.92890527887743579]
[null,null,null,null,null,null,null,null,null,null,0.624,0.92919036717971304]
[null,null,null,null,null,null,null,null,null,null,0.625,0.92947446640836529]
[null,null,null,null,null,null,null,null,null,null,0.626,0.92975757910963419]
[null,null,null,null,null,null,null,null,null,null,0.627,0.93003967802707643]
[null,null,null,null,null,null,null,null,null,null,0.628,0.93032084021338934]
[null,null,null,null,null,null,null,null,null,null,0.629,0.93060100860967077]
[null,null,null,null,null,null,null,null,null,null,0.63,0.93088021691707346]
[null,null,null,null,null,null,null,null,null,null,0.63100000000000001,0.93115838774630888]
[null,null,null,null,null,null,null,null,null,null,0.63200000000000001,0.93143564684320135]
[null,null,null,null,null,null,null,null,null,null,0.63300000000000001,0.93171187745781336]
[null,null,null,null,null,null,null,null,null,null,0.63400000000000001,0.93198720125704559]
[null,null,null,null,null,null,null,null,null,null,0.63500000000000001,0.93226156109604064]
[null,null,null,null,null,null,null,null,null,null,0.63600000000000001,0.93253495943369591]
[null,null,null,null,null,null,null,null,null,null,0.63700000000000001,0.93280736892623395]
[null,null,null,null,null,null,null,null,null,null,0.63800000000000001,0.93307883673666892]
[null,null,null,null,null,null,null,null,null,null,0.63900000000000001,0.93334935042225153]
[null,null,null,null,null,null,null,null,null,null,0.64,0.93361893126102591]
[null,null,null,null,null,null,null,null,null,null,0.64100000000000001,{"$f":"cubic_Spline($A$2:$A$152,$B$2:$B$152,K643)","v":0.93388754734486834}]
[null,null,null,null,null,null,null,null,null,null,0.64200000000000002,0.93415521686050806]
[null,null,null,null,null,null,null,null,null,null,0.64300000000000002,0.93442188284210559]
[null,null,null,null,null,null,null,null,null,null,0.64400000000000002,0.93468766713605855]
[null,null,null,null,null,null,null,null,null,null,0.64500000000000002,0.93495251277695179]
[null,null,null,null,null,null,null,null,null,null,0.64600000000000002,0.93521642240314773]
[null,null,null,null,null,null,null,null,null,null,0.64700000000000002,0.93547939865266438]
[null,null,null,null,null,null,null,null,null,null,0.64800000000000002,0.93574144416448146]
[null,null,null,null,null,null,null,null,null,null,0.64900000000000002,0.93600254667532623]
[null,null,null,null,null,null,null,null,null,null,0.65,0.93626275981732698]
[null,null,null,null,null,null,null,null,null,null,0.65100000000000002,0.9365219837430736]
[null,null,null,null,null,null,null,null,null,null,0.65200000000000002,0.93678034708429136]
[null,null,null,null,null,null,null,null,null,null,0.65300000000000002,0.93703773326555739]
[null,null,null,null,null,null,null,null,null,null,0.65400000000000003,0.93729426412837813]
[null,null,null,null,null,null,null,null,null,null,0.65500000000000003,0.93754988270238815]
[null,null,null,null,null,null,null,null,null,null,0.65600000000000003,0.93780456181870098]
[null,null,null,null,null,null,null,null,null,null,0.65700000000000003,0.93805833391274074]
[null,null,null,null,null,null,null,null,null,null,0.65800000000000003,0.93831123142086592]
[null,null,null,null,null,null,null,null,null,null,0.65900000000000003,0.93856320482198796]
[null,null,null,null,null,null,null,null,null,null,0.66,0.93881425749396885]
[null,null,null,null,null,null,null,null,null,null,0.66100000000000003,0.93906446753017692]
[null,null,null,null,null,null,null,null,null,null,0.66200000000000003,0.93931378346667471]
[null,null,null,null,null,null,null,null,null,null,0.66300000000000003,0.93956208848280043]
[null,null,null,null,null,null,null,null,null,null,0.66400000000000003,0.93980962338415786]
[null,null,null,null,null,null,null,null,null,null,0.66500000000000004,0.94005627135048564]
[null,null,null,null,null,null,null,null,null,null,0.66600000000000004,0.9403020049676708]
[null,null,null,null,null,null,null,null,null,null,0.66700000000000004,0.94054682662359745]
[null,null,null,null,null,null,null,null,null,null,0.66800000000000004,0.94079082811402481]
[null,null,null,null,null,null,null,null,null,null,0.66900000000000004,0.94103391496916722]
[null,null,null,null,null,null,null,null,null,null,0.67,0.9412761078205174]
[null,null,null,null,null,null,null,null,null,null,0.67100000000000004,0.9415175024444804]
[null,null,null,null,null,null,null,null,null,null,0.67200000000000004,0.94175796724167948]
[null,null,null,null,null,null,null,null,null,null,0.67300000000000004,0.94199756420056069]
[null,null,null,null,null,null,null,null,null,null,0.67400000000000004,0.94223629570336487]
[null,null,null,null,null,null,null,null,null,null,0.67500000000000004,0.94247419393660614]
[null,null,null,null,null,null,null,null,null,null,0.67600000000000005,0.94271120167903333]
[null,null,null,null,null,null,null,null,null,null,0.67700000000000005,0.94294735111604666]
[null,null,null,null,null,null,null,null,null,null,0.67800000000000005,0.94318267443392978]
[null,null,null,null,null,null,null,null,null,null,0.67900000000000005,0.94341712186157745]
[null,null,null,null,null,null,null,null,null,null,0.68,0.94365070153472053]
[null,null,null,null,null,null,null,null,null,null,0.68100000000000005,0.94388349551593376]
[null,null,null,null,null,null,null,null,null,null,0.68200000000000005,0.94411538386204052]
[null,null,null,null,null,null,null,null,null,null,0.68300000000000005,0.94434642891889009]
[null,null,null,null,null,null,null,null,null,null,0.68400000000000005,0.94457663342616982]
[null,null,null,null,null,null,null,null,null,null,0.68500000000000005,0.94480605973010823]
[null,null,null,null,null,null,null,null,null,null,0.68600000000000005,0.94503462116454684]
[null,null,null,null,null,null,null,null,null,null,0.68700000000000006,0.94526232046998604]
[null,null,null,null,null,null,null,null,null,null,0.68800000000000006,0.94548920509127032]
[null,null,null,null,null,null,null,null,null,null,0.68900000000000006,0.94571526286762309]
[null,null,null,null,null,null,null,null,null,null,0.69000000000000006,0.94594048218480797]
[null,null,null,null,null,null,null,null,null,null,0.69100000000000006,0.94616491545481096]
[null,null,null,null,null,null,null,null,null,null,0.69200000000000006,0.94638852939323992]
[null,null,null,null,null,null,null,null,null,null,0.69300000000000006,0.94661126642715021]
[null,null,null,null,null,null,null,null,null,null,0.69400000000000006,0.94683324779606315]
[null,null,null,null,null,null,null,null,null,null,0.69500000000000006,0.94705438612507853]
[null,null,null,null,null,null,null,null,null,null,0.69600000000000006,0.94727474305015835]
[null,null,null,null,null,null,null,null,null,null,0.69700000000000006,0.94749426099767664]
[null,null,null,null,null,null,null,null,null,null,0.69800000000000006,0.94771298670296789]
[null,null,null,null,null,null,null,null,null,null,0.69900000000000007,0.94793090729577789]
[null,null,null,null,null,null,null,null,null,null,0.70000000000000007,0.94814801253801628]
[null,null,null,null,null,null,null,null,null,null,0.70100000000000007,0.94836432038528717]
[null,null,null,null,null,null,null,null,null,null,0.70200000000000007,0.94857988951136707]
[null,null,null,null,null,null,null,null,null,null,0.70300000000000007,0.94879454382628559]
[null,null,null,null,null,null,null,null,null,null,0.70399999999999996,0.9490084648664987]
[null,null,null,null,null,null,null,null,null,null,0.70499999999999996,{"$f":"cubic_Spline($A$2:$A$152,$B$2:$B$152,K707)","v":0.94922162555402756}]
[null,null,null,null,null,null,null,null,null,null,0.70599999999999996,0.94943396900780697]
[null,null,null,null,null,null,null,null,null,null,0.70699999999999996,0.94964552775345934]
[null,null,null,null,null,null,null,null,null,null,0.70799999999999996,0.94985631941625726]
[null,null,null,null,null,null,null,null,null,null,0.70899999999999996,0.9500663243676496]
[null,null,null,null,null,null,null,null,null,null,0.71,0.95027555733501901]
[null,null,null,null,null,null,null,null,null,null,0.71099999999999997,0.95048399844844356]
[null,null,null,null,null,null,null,null,null,null,0.71199999999999997,0.95069172737588847]
[null,null,null,null,null,null,null,null,null,null,0.71299999999999997,0.95089856732641487]
[null,null,null,null,null,null,null,null,null,null,0.71399999999999997,0.95110469913556828]
[null,null,null,null,null,null,null,null,null,null,0.71499999999999997,0.9513100950243677]
[null,null,null,null,null,null,null,null,null,null,0.71599999999999997,0.95151472721312458]
[null,null,null,null,null,null,null,null,null,null,0.71699999999999997,0.95171856792186982]
[null,null,null,null,null,null,null,null,null,null,0.71799999999999997,0.95192166387722443]
[null,null,null,null,null,null,null,null,null,null,0.71899999999999997,0.95212400220027482]
[null,null,null,null,null,null,null,null,null,null,0.72,0.95232559393356242]
[null,null,null,null,null,null,null,null,null,null,0.72099999999999997,0.95252640264572752]
[null,null,null,null,null,null,null,null,null,null,0.72199999999999998,0.95272651994042945]
[null,null,null,null,null,null,null,null,null,null,0.72299999999999998,0.95292576956864006]
[null,null,null,null,null,null,null,null,null,null,0.72399999999999998,0.95312439251249803]
[null,null,null,null,null,null,null,null,null,null,0.72499999999999998,0.9533222125233124]
[null,null,null,null,null,null,null,null,null,null,0.72599999999999998,0.95351932157260477]
[null,null,null,null,null,null,null,null,null,null,0.72699999999999998,0.95371566262001217]
[null,null,null,null,null,null,null,null,null,null,0.72799999999999998,0.95391129783522444]
[null,null,null,null,null,null,null,null,null,null,0.72899999999999998,0.95410618507893652]
[null,null,null,null,null,null,null,null,null,null,0.73,0.95430036785279471]
[null,null,null,null,null,null,null,null,null,null,0.73099999999999998,0.9544937877955042]
[null,null,null,null,null,null,null,null,null,null,0.73199999999999998,0.95468648174675486]
[null,null,null,null,null,null,null,null,null,null,0.73299999999999998,0.95487845165626817]
[null,null,null,null,null,null,null,null,null,null,0.73399999999999999,0.95506969947246378]
[null,null,null,null,null,null,null,null,null,null,0.73499999999999999,0.95526025694771088]
[null,null,null,null,null,null,null,null,null,null,0.73599999999999999,0.95545009622906873]
[null,null,null,null,null,null,null,null,null,null,0.73699999999999999,0.95563915966100998]
[null,null,null,null,null,null,null,null,null,null,0.73799999999999999,0.95582756840267924]
[null,null,null,null,null,null,null,null,null,null,0.73899999999999999,0.95601524244670821]
[null,null,null,null,null,null,null,null,null,null,0.74,0.95620218937946189]
[null,null,null,null,null,null,null,null,null,null,0.74099999999999999,0.95638848508840157]
[null,null,null,null,null,null,null,null,null,null,0.74199999999999999,0.9565740152583655]
[null,null,null,null,null,null,null,null,null,null,0.74299999999999999,0.95675884200677319]
[null,null,null,null,null,null,null,null,null,null,0.74399999999999999,0.95694302744977744]
[null,null,null,null,null,null,null,null,null,null,0.745,0.95712645489117987]
[null,null,null,null,null,null,null,null,null,null,0.746,0.95730921625039178]
[null,null,null,null,null,null,null,null,null,null,0.747,0.95749128423727803]
[null,null,null,null,null,null,null,null,null,null,0.748,0.95767264646358208]
[null,null,null,null,null,null,null,null,null,null,0.749,0.95785332779313626]
[null,null,null,null,null,null,null,null,null,null,0.75,0.95803332328796387]
[null,null,null,null,null,null,null,null,null,null,0.751,0.95821261914916556]
[null,null,null,null,null,null,null,null,null,null,0.752,0.95839129324117456]
[null,null,null,null,null,null,null,null,null,null,0.753,0.95856916869862652]
[null,null,null,null,null,null,null,null,null,null,0.754,0.95874648588744804]
[null,null,null,null,null,null,null,null,null,null,0.755,0.95892309774490236]
[null,null,null,null,null,null,null,null,null,null,0.75600000000000001,0.95909903602156255]
[null,null,null,null,null,null,null,null,null,null,0.75700000000000001,0.95927427286310896]
[null,null,null,null,null,null,null,null,null,null,0.75800000000000001,0.95944885492172038]
[null,null,null,null,null,null,null,null,null,null,0.75900000000000001,0.95962276924414536]
[null,null,null,null,null,null,null,null,null,null,0.76,0.95979603436098171]
[null,null,null,null,null,null,null,null,null,null,0.76100000000000001,0.95996862224792801]
[null,null,null,null,null,null,null,null,null,null,0.76200000000000001,0.96014054850693464]
[null,null,null,null,null,null,null,null,null,null,0.76300000000000001,0.96031175574506711]
[null,null,null,null,null,null,null,null,null,null,0.76400000000000001,0.96048236538213771]
[null,null,null,null,null,null,null,null,null,null,0.76500000000000001,0.96065234982783099]
[null,null,null,null,null,null,null,null,null,null,0.76600000000000001,0.96082165168890232]
[null,null,null,null,null,null,null,null,null,null,0.76700000000000002,0.96099030297883348]
[null,null,null,null,null,null,null,null,null,null,0.76800000000000002,0.96115830590945639]
[null,null,null,null,null,null,null,null,null,null,0.76900000000000002,{"$f":"cubic_Spline($A$2:$A$152,$B$2:$B$152,K771)","v":0.96132565524125924}]
[null,null,null,null,null,null,null,null,null,null,0.77,0.96149234897074198]
[null,null,null,null,null,null,null,null,null,null,0.77100000000000002,0.9616584202304902]
[null,null,null,null,null,null,null,null,null,null,0.77200000000000002,0.961823911450438]
[null,null,null,null,null,null,null,null,null,null,0.77300000000000002,0.96198864589761479]
[null,null,null,null,null,null,null,null,null,null,0.77400000000000002,0.96215280446577078]
[null,null,null,null,null,null,null,null,null,null,0.77500000000000002,0.9623163296315117]
[null,null,null,null,null,null,null,null,null,null,0.77600000000000002,0.96247922347550141]
[null,null,null,null,null,null,null,null,null,null,0.77700000000000002,0.9626414880781714]
[null,null,null,null,null,null,null,null,null,null,0.77800000000000002,0.96280312552060288]
[null,null,null,null,null,null,null,null,null,null,0.77900000000000003,0.96296413043255902]
[null,null,null,null,null,null,null,null,null,null,0.78,0.96312453189980107]
[null,null,null,null,null,null,null,null,null,null,0.78100000000000003,0.96328428073314398]
[null,null,null,null,null,null,null,null,null,null,0.78200000000000003,0.96344347018062559]
[null,null,null,null,null,null,null,null,null,null,0.78300000000000003,0.96360192335634454]
[null,null,null,null,null,null,null,null,null,null,0.78400000000000003,0.96375988060580287]
[null,null,null,null,null,null,null,null,null,null,0.78500000000000003,0.96391716504337699]
[null,null,null,null,null,null,null,null,null,null,0.78600000000000003,0.96407386800377748]
[null,null,null,null,null,null,null,null,null,null,0.78700000000000003,0.96422993180987771]
[null,null,null,null,null,null,null,null,null,null,0.78800000000000003,0.96438543289563083]
[null,null,null,null,null,null,null,null,null,null,0.78900000000000003,0.96454029123208362]
[null,null,null,null,null,null,null,null,null,null,0.79,0.96469457242107071]
[null,null,null,null,null,null,null,null,null,null,0.79100000000000004,0.96484820225824086]
[null,null,null,null,null,null,null,null,null,null,0.79200000000000004,0.96500129218166231]
[null,null,null,null,null,null,null,null,null,null,0.79300000000000004,0.96515372510453623]
[null,null,null,null,null,null,null,null,null,null,0.79400000000000004,0.96530562235756701]
[null,null,null,null,null,null,null,null,null,null,0.79500000000000004,0.96545689665654744]
[null,null,null,null,null,null,null,null,null,null,0.79600000000000004,0.96560760972833171]
[null,null,null,null,null,null,null,null,null,null,0.79700000000000004,0.96575767428794479]
[null,null,null,null,null,null,null,null,null,null,0.79800000000000004,0.96590719676611603]
[null,null,null,null,null,null,null,null,null,null,0.79900000000000004,0.96605611968011029]
[null,null,null,null,null,null,null,null,null,null,0.8,0.96620444335232503]
[null,null,null,null,null,null,null,null,null,null,0.80100000000000005,0.96635224510167084]
[null,null,null,null,null,null,null,null,null,null,0.80200000000000005,0.96649940851349181]
[null,null,null,null,null,null,null,null,null,null,0.80300000000000005,0.9666459948781132]
[null,null,null,null,null,null,null,null,null,null,0.80400000000000005,0.96679206548482211]
[null,null,null,null,null,null,null,null,null,null,0.80500000000000005,0.96693750281026936]
[null,null,null,null,null,null,null,null,null,null,0.80600000000000005,0.96708239794683104]
[null,null,null,null,null,null,null,null,null,null,0.80700000000000005,0.96722669297506181]
[null,null,null,null,null,null,null,null,null,null,0.80800000000000005,0.96737046408655447]
[null,null,null,null,null,null,null,null,null,null,0.80900000000000005,0.9675136384606231]
[null,null,null,null,null,null,null,null,null,null,0.81,0.96765626214015754]
[null,null,null,null,null,null,null,null,null,null,0.81100000000000005,0.96779833475115573]
[null,null,null,null,null,null,null,null,null,null,0.81200000000000006,0.96793984602065142]
[null,null,null,null,null,null,null,null,null,null,0.81300000000000006,0.96808067896210837]
[null,null,null,null,null,null,null,null,null,null,0.81400000000000006,0.96822107421585124]
[null,null,null,null,null,null,null,null,null,null,0.81500000000000006,0.96836091479559561]
[null,null,null,null,null,null,null,null,null,null,0.81600000000000006,0.96850020292383165]
[null,null,null,null,null,null,null,null,null,null,0.81700000000000006,0.96863891102052291]
[null,null,null,null,null,null,null,null,null,null,0.81800000000000006,0.96877708601200974]
[null,null,null,null,null,null,null,null,null,null,0.81900000000000006,0.96891470031817861]
[null,null,null,null,null,null,null,null,null,null,0.82000000000000006,0.96905175715980407]
[null,null,null,null,null,null,null,null,null,null,0.82100000000000006,0.96918833427544748]
[null,null,null,null,null,null,null,null,null,null,0.82200000000000006,0.96932431203149227]
[null,null,null,null,null,null,null,null,null,null,0.82300000000000006,0.96945975161678211]
[null,null,null,null,null,null,null,null,null,null,0.82400000000000007,0.96959471421919219]
[null,null,null,null,null,null,null,null,null,null,0.82500000000000007,0.96972908221387333]
[null,null,null,null,null,null,null,null,null,null,0.82600000000000007,0.96986294659173877]
[null,null,null,null,null,null,null,null,null,null,0.82700000000000007,0.9699962493318931]
[null,null,null,null,null,null,null,null,null,null,0.82800000000000007,0.9701290665244402]
[null,null,null,null,null,null,null,null,null,null,0.82900000000000007,0.97026133269783055]
[null,null,null,null,null,null,null,null,null,null,0.83000000000000007,0.97039307402638375]
[null,null,null,null,null,null,null,null,null,null,0.83100000000000007,0.97052428331207063]
[null,null,null,null,null,null,null,null,null,null,0.83200000000000007,0.9706549689113797]
[null,null,null,null,null,null,null,null,null,null,0.83299999999999996,{"$f":"cubic_Spline($A$2:$A$152,$B$2:$B$152,K835)","v":0.97078513263741573}]
[null,null,null,null,null,null,null,null,null,null,0.83399999999999996,0.9709147763023761]
[null,null,null,null,null,null,null,null,null,null,0.83499999999999996,0.9710439017196002]
[null,null,null,null,null,null,null,null,null,null,0.83599999999999997,0.97117254050428081]
[null,null,null,null,null,null,null,null,null,null,0.83699999999999997,0.97130060506213023]
[null,null,null,null,null,null,null,null,null,null,0.83799999999999997,0.97142820151448883]
[null,null,null,null,null,null,null,null,null,null,0.83899999999999997,0.97155527206931991]
[null,null,null,null,null,null,null,null,null,null,0.84,0.97168182190436425]
[null,null,null,null,null,null,null,null,null,null,0.84099999999999997,0.97180790483599244]
[null,null,null,null,null,null,null,null,null,null,0.84199999999999997,0.97193348224719267]
[null,null,null,null,null,null,null,null,null,null,0.84299999999999997,0.9720584963834904]
[null,null,null,null,null,null,null,null,null,null,0.84399999999999997,0.97218300869879437]
[null,null,null,null,null,null,null,null,null,null,0.84499999999999997,0.97230708064814675]
[null,null,null,null,null,null,null,null,null,null,0.84599999999999997,0.97243065447683674]
[null,null,null,null,null,null,null,null,null,null,0.84699999999999998,0.97255367242996937]
[null,null,null,null,null,null,null,null,null,null,0.84799999999999998,0.97267624066593705]
[null,null,null,null,null,null,null,null,null,null,0.84899999999999998,0.97279830888035612]
[null,null,null,null,null,null,null,null,null,null,0.85,0.97291988340830804]
[null,null,null,null,null,null,null,null,null,null,0.85099999999999998,0.97304098353807755]
[null,null,null,null,null,null,null,null,null,null,0.85199999999999998,0.97316159640166999]
[null,null,null,null,null,null,null,null,null,null,0.85299999999999998,0.97328166399933214]
[null,null,null,null,null,null,null,null,null,null,0.85399999999999998,0.97340130714437056]
[null,null,null,null,null,null,null,null,null,null,0.85499999999999998,0.97352043803492838]
[null,null,null,null,null,null,null,null,null,null,0.85599999999999998,0.97363911788031376]
[null,null,null,null,null,null,null,null,null,null,0.85699999999999998,0.97375728868036782]
[null,null,null,null,null,null,null,null,null,null,0.85799999999999998,0.97387501164471657]
[null,null,null,null,null,null,null,null,null,null,0.85899999999999999,0.97399223622371534]
[null,null,null,null,null,null,null,null,null,null,0.86,0.97410896977167727]
[null,null,null,null,null,null,null,null,null,null,0.86099999999999999,0.97422526957908051]
[null,null,null,null,null,null,null,null,null,null,0.86199999999999999,0.97434109826211335]
[null,null,null,null,null,null,null,null,null,null,0.86299999999999999,0.97445639791601968]
[null,null,null,null,null,null,null,null,null,null,0.86399999999999999,0.97457128944913218]
[null,null,null,null,null,null,null,null,null,null,0.86499999999999999,0.97468571495690581]
[null,null,null,null,null,null,null,null,null,null,0.86599999999999999,0.97479967613900842]
[null,null,null,null,null,null,null,null,null,null,0.86699999999999999,0.97491314489261416]
[null,null,null,null,null,null,null,null,null,null,0.86799999999999999,0.97502618252234308]
[null,null,null,null,null,null,null,null,null,null,0.86899999999999999,0.9751387385735627]
[null,null,null,null,null,null,null,null,null,null,0.87,0.97525085145447554]
[null,null,null,null,null,null,null,null,null,null,0.871,0.97536249871542335]
[null,null,null,null,null,null,null,null,null,null,0.872,0.97547369175939302]
[null,null,null,null,null,null,null,null,null,null,0.873,0.9755844321968139]
[null,null,null,null,null,null,null,null,null,null,0.874,0.97569472163730064]
[null,null,null,null,null,null,null,null,null,null,0.875,0.97580456169148622]
[null,null,null,null,null,null,null,null,null,null,0.876,0.97591395396958736]
[null,null,null,null,null,null,null,null,null,null,0.877,0.97602290008165538]
[null,null,null,null,null,null,null,null,null,null,0.878,0.97613141653936486]
[null,null,null,null,null,null,null,null,null,null,0.879,0.97623947515038223]
[null,null,null,null,null,null,null,null,null,null,0.88,0.97634707804775989]
[null,null,null,null,null,null,null,null,null,null,0.88100000000000001,0.97645426760800758]
[null,null,null,null,null,null,null,null,null,null,0.88200000000000001,0.97656101895872971]
[null,null,null,null,null,null,null,null,null,null,0.88300000000000001,0.97666727401083164]
[null,null,null,null,null,null,null,null,null,null,0.88400000000000001,0.97677315348836613]
[null,null,null,null,null,null,null,null,null,null,0.88500000000000001,0.97687862910475698]
[null,null,null,null,null,null,null,null,null,null,0.88600000000000001,0.97698364277070415]
[null,null,null,null,null,null,null,null,null,null,0.88700000000000001,0.97708819600139241]
[null,null,null,null,null,null,null,null,null,null,0.88800000000000001,0.97719234991709691]
[null,null,null,null,null,null,null,null,null,null,0.88900000000000001,0.97729606132945934]
[null,null,null,null,null,null,null,null,null,null,0.89,0.97739937796267862]
[null,null,null,null,null,null,null,null,null,null,0.89100000000000001,0.97750221797440595]
[null,null,null,null,null,null,null,null,null,null,0.89200000000000002,0.97760469464614319]
[null,null,null,null,null,null,null,null,null,null,0.89300000000000002,0.97770663079079079]
[null,null,null,null,null,null,null,null,null,null,0.89400000000000002,0.97780826645300201]
[null,null,null,null,null,null,null,null,null,null,0.89500000000000002,0.97790945424818954]
[null,null,null,null,null,null,null,null,null,null,0.89600000000000002,0.97801025540763353]
[null,null,null,null,null,null,null,null,null,null,0.89700000000000002,{"$f":"cubic_Spline($A$2:$A$152,$B$2:$B$152,K899)","v":0.97811058215084878}]
[null,null,null,null,null,null,null,null,null,null,0.89800000000000002,0.97821054041287592]
[null,null,null,null,null,null,null,null,null,null,0.89900000000000002,0.97831005731433307]
[null,null,null,null,null,null,null,null,null,null,0.9,0.97840918157913659]
[null,null,null,null,null,null,null,null,null,null,0.90100000000000002,0.9785078901678218]
[null,null,null,null,null,null,null,null,null,null,0.90200000000000002,0.97860619169417784]
[null,null,null,null,null,null,null,null,null,null,0.90300000000000002,0.9787040874008397]
[null,null,null,null,null,null,null,null,null,null,0.90400000000000003,0.97880157852971161]
[null,null,null,null,null,null,null,null,null,null,0.90500000000000003,0.97889866632361067]
[null,null,null,null,null,null,null,null,null,null,0.90600000000000003,0.978995352024981]
[null,null,null,null,null,null,null,null,null,null,0.90700000000000003,0.97909163687611844]
[null,null,null,null,null,null,null,null,null,null,0.90800000000000003,0.97918752211973237]
[null,null,null,null,null,null,null,null,null,null,0.90900000000000003,0.97928301644864391]
[null,null,null,null,null,null,null,null,null,null,0.91,0.97937809619722227]
[null,null,null,null,null,null,null,null,null,null,0.91100000000000003,0.9794728131320517]
[null,null,null,null,null,null,null,null,null,null,0.91200000000000003,0.97956713588492195]
[null,null,null,null,null,null,null,null,null,null,0.91300000000000003,0.97966100654961596]
[null,null,null,null,null,null,null,null,null,null,0.91400000000000003,0.97975448642849838]
[null,null,null,null,null,null,null,null,null,null,0.91500000000000004,0.9798476666271414]
[null,null,null,null,null,null,null,null,null,null,0.91600000000000004,0.97994039983217585]
[null,null,null,null,null,null,null,null,null,null,0.91700000000000004,0.98003274734634627]
[null,null,null,null,null,null,null,null,null,null,0.91800000000000004,0.98012472576931409]
[null,null,null,null,null,null,null,null,null,null,0.91900000000000004,0.98021631444738322]
[null,null,null,null,null,null,null,null,null,null,0.92,0.98030749117601357]
[null,null,null,null,null,null,null,null,null,null,0.92100000000000004,0.98039836060365593]
[null,null,null,null,null,null,null,null,null,null,0.92200000000000004,0.98048885236114225]
[null,null,null,null,null,null,null,null,null,null,0.92300000000000004,0.98057884846683052]
[null,null,null,null,null,null,null,null,null,null,0.92400000000000004,0.98066858856627004]
[null,null,null,null,null,null,null,null,null,null,0.92500000000000004,0.98075789507334366]
[null,null,null,null,null,null,null,null,null,null,0.92600000000000005,0.9808468586224891]
[null,null,null,null,null,null,null,null,null,null,0.92700000000000005,0.98093542083639529]
[null,null,null,null,null,null,null,null,null,null,0.92800000000000005,0.98102365744858522]
[null,null,null,null,null,null,null,null,null,null,0.92900000000000005,0.98111149518053475]
[null,null,null,null,null,null,null,null,null,null,0.93,0.98119897932567035]
[null,null,null,null,null,null,null,null,null,null,0.93100000000000005,0.98128610353635992]
[null,null,null,null,null,null,null,null,null,null,0.93200000000000005,0.98137286238389043]
[null,null,null,null,null,null,null,null,null,null,0.93300000000000005,0.98145919752341648]
[null,null,null,null,null,null,null,null,null,null,0.93400000000000005,0.98154516981872664]
[null,null,null,null,null,null,null,null,null,null,0.93500000000000005,0.98163086993675053]
[null,null,null,null,null,null,null,null,null,null,0.93600000000000005,0.98171617992782689]
[null,null,null,null,null,null,null,null,null,null,0.93700000000000006,0.98180110105145069]
[null,null,null,null,null,null,null,null,null,null,0.93800000000000006,0.98188567927097192]
[null,null,null,null,null,null,null,null,null,null,0.93900000000000006,0.98196989349409392]
[null,null,null,null,null,null,null,null,null,null,0.94000000000000006,0.98205375263490602]
[null,null,null,null,null,null,null,null,null,null,0.94100000000000006,0.98213728599599015]
[null,null,null,null,null,null,null,null,null,null,0.94200000000000006,0.98222046693248233]
[null,null,null,null,null,null,null,null,null,null,0.94300000000000006,0.9823032374416889]
[null,null,null,null,null,null,null,null,null,null,0.94400000000000006,0.9823856587295734]
[null,null,null,null,null,null,null,null,null,null,0.94500000000000006,0.98246779200289003]
[null,null,null,null,null,null,null,null,null,null,0.94600000000000006,0.9825495792587805]
[null,null,null,null,null,null,null,null,null,null,0.94700000000000006,0.98263099229658035]
[null,null,null,null,null,null,null,null,null,null,0.94800000000000006,0.98271207742178934]
[null,null,null,null,null,null,null,null,null,null,0.94900000000000007,0.98279280643369493]
[null,null,null,null,null,null,null,null,null,null,0.95000000000000007,0.98287318191101825]
[null,null,null,null,null,null,null,null,null,null,0.95100000000000007,0.98295325114926402]
[null,null,null,null,null,null,null,null,null,null,0.95200000000000007,0.9830329832953516]
[null,null,null,null,null,null,null,null,null,null,0.95300000000000007,0.98311231966103718]
[null,null,null,null,null,null,null,null,null,null,0.95400000000000007,0.98319138037140685]
[null,null,null,null,null,null,null,null,null,null,0.95500000000000007,0.98327013654069062]
[null,null,null,null,null,null,null,null,null,null,0.95600000000000007,0.98334852948048712]
[null,null,null,null,null,null,null,null,null,null,0.95700000000000007,0.98342656010691698]
[null,null,null,null,null,null,null,null,null,null,0.95800000000000007,0.9835042889410881]
[null,null,null,null,null,null,null,null,null,null,0.95900000000000007,0.98358167964617227]
[null,null,null,null,null,null,null,null,null,null,0.96,0.98365875716320461]
[null,null,null,null,null,null,null,null,null,null,0.96099999999999997,{"$f":"cubic_Spline($A$2:$A$152,$B$2:$B$152,K963)","v":0.98373550066502868}]
[null,null,null,null,null,null,null,null,null,null,0.96199999999999997,0.98381191682278857]
[null,null,null,null,null,null,null,null,null,null,0.96299999999999997,0.98388788792912196]
[null,null,null,null,null,null,null,null,null,null,0.96399999999999997,0.98396365390394691]
[null,null,null,null,null,null,null,null,null,null,0.96499999999999997,0.98403912684236994]
[null,null,null,null,null,null,null,null,null,null,0.96599999999999997,0.98411424864151975]
[null,null,null,null,null,null,null,null,null,null,0.96699999999999997,0.98418902080305048]
[null,null,null,null,null,null,null,null,null,null,0.96799999999999997,0.98426348953243337]
[null,null,null,null,null,null,null,null,null,null,0.96899999999999997,0.98433764143011604]
[null,null,null,null,null,null,null,null,null,null,0.97,0.9844114609263821]
[null,null,null,null,null,null,null,null,null,null,0.97099999999999997,0.98448498285207742]
[null,null,null,null,null,null,null,null,null,null,0.97199999999999998,0.98455825155265486]
[null,null,null,null,null,null,null,null,null,null,0.97299999999999998,0.9846310892125395]
[null,null,null,null,null,null,null,null,null,null,0.97399999999999998,0.98470367564346351]
[null,null,null,null,null,null,null,null,null,null,0.97499999999999998,0.98477598204160377]
[null,null,null,null,null,null,null,null,null,null,0.97599999999999998,0.98484794980052803]
[null,null,null,null,null,null,null,null,null,null,0.97699999999999998,0.98491960972065762]
[null,null,null,null,null,null,null,null,null,null,0.97799999999999998,0.9849909628004091]
[null,null,null,null,null,null,null,null,null,null,0.97899999999999998,0.98506201003783855]
[null,null,null,null,null,null,null,null,null,null,0.98,0.98513278085782596]
[null,null,null,null,null,null,null,null,null,null,0.98099999999999998,0.98520322548041273]
[null,null,null,null,null,null,null,null,null,null,0.98199999999999998,0.98527336753000661]
[null,null,null,null,null,null,null,null,null,null,0.98299999999999998,0.98534314867485717]
[null,null,null,null,null,null,null,null,null,null,0.98399999999999999,0.98541268939660465]
[null,null,null,null,null,null,null,null,null,null,0.98499999999999999,0.98548193136363393]
[null,null,null,null,null,null,null,null,null,null,0.98599999999999999,0.98555090565101988]
[null,null,null,null,null,null,null,null,null,null,0.98699999999999999,0.9856195241244371]
[null,null,null,null,null,null,null,null,null,null,0.98799999999999999,0.98568787746380271]
[null,null,null,null,null,null,null,null,null,null,0.98899999999999999,0.9857559296888142]
[null,null,null,null,null,null,null,null,null,null,0.99,0.98582370376510464]
[null,null,null,null,null,null,null,null,null,null,0.99099999999999999,0.9858911918832588]
[null,null,null,null,null,null,null,null,null,null,0.99199999999999999,0.9859583899466019]
[null,null,null,null,null,null,null,null,null,null,0.99299999999999999,0.98602523941393028]
[null,null,null,null,null,null,null,null,null,null,0.99399999999999999,0.98609180095280824]
[null,null,null,null,null,null,null,null,null,null,0.995,0.98615816503377418]
[null,null,null,null,null,null,null,null,null,null,0.996,0.98622421351084266]
[null,null,null,null,null,null,null,null,null,null,0.997,0.98628991764489093]
[null,null,null,null,null,null,null,null,null,null,0.998,0.98635541260986359]
[null,null,null,null,null,null,null,null,null,null,0.999,0.98642058771021113]
[null,null,null,null,null,null,null,null,null,null,1,0.98648548126220703]
[null,null,null,null,null,null,null,null,null,null,1.0010000000000001,0.98655013459978869]
[null,null,null,null,null,null,null,null,null,null,1.002,0.98661444875902859]
[null,null,null,null,null,null,null,null,null,null,1.0030000000000001,0.98667848425603888]
[null,null,null,null,null,null,null,null,null,null,1.004,0.98674224200169702]
[null,null,null,null,null,null,null,null,null,null,1.0050000000000001,0.98680578251224038]
[null,null,null,null,null,null,null,null,null,null,1.006,0.98686901729195009]
[null,null,null,null,null,null,null,null,null,null,1.0070000000000001,0.98693197705438296]
[null,null,null,null,null,null,null,null,null,null,1.008,0.98699466271096969]
[null,null,null,null,null,null,null,null,null,null,1.0090000000000001,0.98705706772232582]
[null,null,null,null,null,null,null,null,null,null,1.01,0.98711918615354233]
[null,null,null,null,null,null,null,null,null,null,1.0110000000000001,0.98718109682027577]
[null,null,null,null,null,null,null,null,null,null,1.012,0.98724267788155173]
[null,null,null,null,null,null,null,null,null,null,1.0130000000000001,0.9873039307086926]
[null,null,null,null,null,null,null,null,null,null,1.014,0.98736503548638199]
[null,null,null,null,null,null,null,null,null,null,1.0150000000000001,0.98742584457445171]
[null,null,null,null,null,null,null,null,null,null,1.016,0.98748635934400952]
[null,null,null,null,null,null,null,null,null,null,1.0170000000000001,0.98754661096847518]
[null,null,null,null,null,null,null,null,null,null,1.018,0.98760663062145537]
[null,null,null,null,null,null,null,null,null,null,1.0190000000000001,0.98766637497052678]
[null,null,null,null,null,null,null,null,null,null,1.02,0.98772583164280292]
[null,null,null,null,null,null,null,null,null,null,1.0210000000000001,0.98778509203787856]
[null,null,null,null,null,null,null,null,null,null,1.022,0.98784409552919905]
[null,null,null,null,null,null,null,null,null,null,1.0230000000000001,0.98790272366424925]
[null,null,null,null,null,null,null,null,null,null,1.024,0.98796121561783368]
[null,null,null,null,null,null,null,null,null,null,1.0249999999999999,{"$f":"cubic_Spline($A$2:$A$152,$B$2:$B$152,K1027)","v":0.98801942313520785}]
[null,null,null,null,null,null,null,null,null,null,1.026,0.9880773767753257]
[null,null,null,null,null,null,null,null,null,null,1.0269999999999999,0.98813504749233771]
[null,null,null,null,null,null,null,null,null,null,1.028,0.98819251054887103]
[null,null,null,null,null,null,null,null,null,null,1.0289999999999999,0.98824970709671855]
[null,null,null,null,null,null,null,null,null,null,1.03,0.98830666935656275]
[null,null,null,null,null,null,null,null,null,null,1.0309999999999999,0.9883633590892158]
[null,null,null,null,null,null,null,null,null,null,1.032,0.98841979969453431]
[null,null,null,null,null,null,null,null,null,null,1.0329999999999999,0.98847593253473764]
[null,null,null,null,null,null,null,null,null,null,1.034,0.98853187778562024]
[null,null,null,null,null,null,null,null,null,null,1.0349999999999999,0.98858760661183542]
[null,null,null,null,null,null,null,null,null,null,1.036,0.98864309017789587]
[null,null,null,null,null,null,null,null,null,null,1.0369999999999999,0.98869826984581377]
[null,null,null,null,null,null,null,null,null,null,1.038,0.98875325089071497]
[null,null,null,null,null,null,null,null,null,null,1.0389999999999999,0.98880797467457759]
[null,null,null,null,null,null,null,null,null,null,1.04,0.98886247408687677]
[null,null,null,null,null,null,null,null,null,null,1.0409999999999999,0.98891668632405116]
[null,null,null,null,null,null,null,null,null,null,1.042,0.98897071883798104]
[null,null,null,null,null,null,null,null,null,null,1.0429999999999999,0.98902445351767687]
[null,null,null,null,null,null,null,null,null,null,1.044,0.9890780106703867]
[null,null,null,null,null,null,null,null,null,null,1.0449999999999999,0.98913130198755084]
[null,null,null,null,null,null,null,null,null,null,1.046,0.98918435836976737]
[null,null,null,null,null,null,null,null,null,null,1.0469999999999999,0.98923715111281485]
[null,null,null,null,null,null,null,null,null,null,1.048,0.98928977072209268]
[null,null,null,null,null,null,null,null,null,null,1.0489999999999999,0.98934212143812095]
[null,null,null,null,null,null,null,null,null,null,1.05,0.98939425904908118]
[null,null,null,null,null,null,null,null,null,null,1.0509999999999999,0.98944613933604653]
[null,null,null,null,null,null,null,null,null,null,1.052,0.98949785050384054]
[null,null,null,null,null,null,null,null,null,null,1.0529999999999999,0.98954921445851352]
[null,null,null,null,null,null,null,null,null,null,1.054,0.98960047033830678]
[null,null,null,null,null,null,null,null,null,null,1.0549999999999999,0.98965146985169505]
[null,null,null,null,null,null,null,null,null,null,1.056,0.98970224352096592]
[null,null,null,null,null,null,null,null,null,null,1.0569999999999999,0.98975276226359121]
[null,null,null,null,null,null,null,null,null,null,1.0580000000000001,0.9898030864043299]
[null,null,null,null,null,null,null,null,null,null,1.0589999999999999,0.98985317195946154]
[null,null,null,null,null,null,null,null,null,null,1.06,0.98990303739393726]
[null,null,null,null,null,null,null,null,null,null,1.0609999999999999,0.98995271074447611]
[null,null,null,null,null,null,null,null,null,null,1.0620000000000001,0.99000210324073745]
[null,null,null,null,null,null,null,null,null,null,1.0629999999999999,0.99005127548222205]
[null,null,null,null,null,null,null,null,null,null,1.0640000000000001,0.990100288068121]
[null,null,null,null,null,null,null,null,null,null,1.0649999999999999,0.99014905258642238]
[null,null,null,null,null,null,null,null,null,null,1.0660000000000001,0.99019762963661084]
[null,null,null,null,null,null,null,null,null,null,1.0669999999999999,0.99024593080639101]
[null,null,null,null,null,null,null,null,null,null,1.0680000000000001,0.99029406139887566]
[null,null,null,null,null,null,null,null,null,null,1.069,0.99034195535348057]
[null,null,null,null,null,null,null,null,null,null,1.07,0.99038963340255637]
[null,null,null,null,null,null,null,null,null,null,1.071,0.99043715081884398]
[null,null,null,null,null,null,null,null,null,null,1.0720000000000001,0.99048439706895042]
[null,null,null,null,null,null,null,null,null,null,1.073,0.99053143249241649]
[null,null,null,null,null,null,null,null,null,null,1.0740000000000001,0.99057825782384634]
[null,null,null,null,null,null,null,null,null,null,1.075,0.99062490360055366]
[null,null,null,null,null,null,null,null,null,null,1.0760000000000001,0.99067134075510066]
[null,null,null,null,null,null,null,null,null,null,1.077,0.99071757002220751]
[null,null,null,null,null,null,null,null,null,null,1.0780000000000001,0.99076357723573583]
[null,null,null,null,null,null,null,null,null,null,1.079,0.99080937803153779]
[null,null,null,null,null,null,null,null,null,null,1.08,0.99085495624638864]
[null,null,null,null,null,null,null,null,null,null,1.081,0.99090037332803682]
[null,null,null,null,null,null,null,null,null,null,1.0820000000000001,0.99094558649879549]
[null,null,null,null,null,null,null,null,null,null,1.083,0.99099053719108898]
[null,null,null,null,null,null,null,null,null,null,1.0840000000000001,0.99103534565099771]
[null,null,null,null,null,null,null,null,null,null,1.085,0.99107992350871588]
[null,null,null,null,null,null,null,null,null,null,1.0860000000000001,0.99112430160362697]
[null,null,null,null,null,null,null,null,null,null,1.087,0.99116848097263066]
[null,null,null,null,null,null,null,null,null,null,1.0880000000000001,0.9912124775540827]
[null,null,null,null,null,null,null,null,null,null,1.089,{"$f":"cubic_Spline($A$2:$A$152,$B$2:$B$152,K1091)","v":0.99125627003311312}]
[null,null,null,null,null,null,null,null,null,null,1.0900000000000001,0.99129989521475359]
[null,null,null,null,null,null,null,null,null,null,1.091,0.99134328404007632]
[null,null,null,null,null,null,null,null,null,null,1.0920000000000001,0.99138647876922525]
[null,null,null,null,null,null,null,null,null,null,1.093,0.9914294798837151]
[null,null,null,null,null,null,null,null,null,null,1.0940000000000001,0.99147228786480102]
[null,null,null,null,null,null,null,null,null,null,1.095,0.99151493299640692]
[null,null,null,null,null,null,null,null,null,null,1.0960000000000001,0.99155738595772214]
[null,null,null,null,null,null,null,null,null,null,1.097,0.99159961742777802]
[null,null,null,null,null,null,null,null,null,null,1.0980000000000001,0.99164167259169622]
[null,null,null,null,null,null,null,null,null,null,1.099,0.99168353702964263]
[null,null,null,null,null,null,null,null,null,null,1.1000000000000001,0.99172522511024652]
[null,null,null,null,null,null,null,null,null,null,1.101,0.99176667091984683]
[null,null,null,null,null,null,null,null,null,null,1.1020000000000001,0.99180798754217558]
[null,null,null,null,null,null,null,null,null,null,1.103,0.99184905673897739]
[null,null,null,null,null,null,null,null,null,null,1.1040000000000001,0.99188999869032479]
[null,null,null,null,null,null,null,null,null,null,1.105,0.99193072496036949]
[null,null,null,null,null,null,null,null,null,null,1.1060000000000001,0.99197129612478974]
[null,null,null,null,null,null,null,null,null,null,1.107,0.99201165354981791]
[null,null,null,null,null,null,null,null,null,null,1.1080000000000001,0.99205184291009418]
[null,null,null,null,null,null,null,null,null,null,1.109,0.99209183537414725]
[null,null,null,null,null,null,null,null,null,null,1.1100000000000001,0.99213166113395235]
[null,null,null,null,null,null,null,null,null,null,1.111,0.99217131634648548]
[null,null,null,null,null,null,null,null,null,null,1.1120000000000001,0.99221079214742336]
[null,null,null,null,null,null,null,null,null,null,1.113,0.99225002957350583]
[null,null,null,null,null,null,null,null,null,null,1.1140000000000001,0.99228908887052847]
[null,null,null,null,null,null,null,null,null,null,1.115,0.99232806008692354]
[null,null,null,null,null,null,null,null,null,null,1.1160000000000001,0.99236682465478987]
[null,null,null,null,null,null,null,null,null,null,1.117,0.99240535341304104]
[null,null,null,null,null,null,null,null,null,null,1.1180000000000001,0.99244376621247177]
[null,null,null,null,null,null,null,null,null,null,1.119,0.99248198918848718]
[null,null,null,null,null,null,null,null,null,null,1.1200000000000001,0.99252003769848152]
[null,null,null,null,null,null,null,null,null,null,1.121,0.99255790386944109]
[null,null,null,null,null,null,null,null,null,null,1.1220000000000001,0.99259565676074435]
[null,null,null,null,null,null,null,null,null,null,1.123,0.992633118313624]
[null,null,null,null,null,null,null,null,null,null,1.1240000000000001,0.99267046809695958]
[null,null,null,null,null,null,null,null,null,null,1.125,0.99270767706367324]
[null,null,null,null,null,null,null,null,null,null,1.1260000000000001,0.99274471616661697]
[null,null,null,null,null,null,null,null,null,null,1.127,0.99278152655616936]
[null,null,null,null,null,null,null,null,null,null,1.1280000000000001,0.99281822819690702]
[null,null,null,null,null,null,null,null,null,null,1.129,0.99285473243686251]
[null,null,null,null,null,null,null,null,null,null,1.1300000000000001,0.9928910700104967]
[null,null,null,null,null,null,null,null,null,null,1.131,0.99292727113576507]
[null,null,null,null,null,null,null,null,null,null,1.1320000000000001,0.9929633068026118]
[null,null,null,null,null,null,null,null,null,null,1.133,0.99299905843142822]
[null,null,null,null,null,null,null,null,null,null,1.1340000000000001,0.99303476507026622]
[null,null,null,null,null,null,null,null,null,null,1.135,0.99307030813959118]
[null,null,null,null,null,null,null,null,null,null,1.1360000000000001,0.9931056882690954]
[null,null,null,null,null,null,null,null,null,null,1.137,0.99314084648367706]
[null,null,null,null,null,null,null,null,null,null,1.1380000000000001,0.99317590262242572]
[null,null,null,null,null,null,null,null,null,null,1.139,0.99321077535847557]
[null,null,null,null,null,null,null,null,null,null,1.1400000000000001,0.99324547327912327]
[null,null,null,null,null,null,null,null,null,null,1.141,0.99328002435101825]
[null,null,null,null,null,null,null,null,null,null,1.1420000000000001,0.99331447589618493]
[null,null,null,null,null,null,null,null,null,null,1.143,0.99334864976088066]
[null,null,null,null,null,null,null,null,null,null,1.1440000000000001,0.9933827254190335]
[null,null,null,null,null,null,null,null,null,null,1.145,0.99341664392626217]
[null,null,null,null,null,null,null,null,null,null,1.1460000000000001,0.99345043574509373]
[null,null,null,null,null,null,null,null,null,null,1.147,0.99348401212862048]
[null,null,null,null,null,null,null,null,null,null,1.1480000000000001,0.99351747804527968]
[null,null,null,null,null,null,null,null,null,null,1.149,0.99355077455046359]
[null,null,null,null,null,null,null,null,null,null,1.1500000000000001,0.99358390311130695]
[null,null,null,null,null,null,null,null,null,null,1.151,0.99361694029298075]
[null,null,null,null,null,null,null,null,null,null,1.1520000000000001,0.99364976534373228]
[null,null,null,null,null,null,null,null,null,null,1.153,{"$f":"cubic_Spline($A$2:$A$152,$B$2:$B$152,K1155)","v":0.99368237892717859}]
[null,null,null,null,null,null,null,null,null,null,1.1539999999999999,0.99371496052066377]
[null,null,null,null,null,null,null,null,null,null,1.155,0.99374736177632828]
[null,null,null,null,null,null,null,null,null,null,1.1559999999999999,0.99377958335771777]
[null,null,null,null,null,null,null,null,null,null,1.157,0.99381165573073338]
[null,null,null,null,null,null,null,null,null,null,1.1579999999999999,0.99384360936134297]
[null,null,null,null,null,null,null,null,null,null,1.159,0.99387540020962084]
[null,null,null,null,null,null,null,null,null,null,1.1599999999999999,0.99390701511650592]
[null,null,null,null,null,null,null,null,null,null,1.161,0.9939385628805617]
[null,null,null,null,null,null,null,null,null,null,1.1619999999999999,0.9939699051053783]
[null,null,null,null,null,null,null,null,null,null,1.163,0.99400104241043297]
[null,null,null,null,null,null,null,null,null,null,1.1639999999999999,0.99403215422878777]
[null,null,null,null,null,null,null,null,null,null,1.165,0.99406306236605135]
[null,null,null,null,null,null,null,null,null,null,1.1659999999999999,0.99409382704618943]
[null,null,null,null,null,null,null,null,null,null,1.167,0.99412444888855811]
[null,null,null,null,null,null,null,null,null,null,1.1679999999999999,0.994154943413735]
[null,null,null,null,null,null,null,null,null,null,1.169,0.99418528888931423]
[null,null,null,null,null,null,null,null,null,null,1.17,0.99421546490665058]
[null,null,null,null,null,null,null,null,null,null,1.171,0.99424555139274706]
[null,null,null,null,null,null,null,null,null,null,1.1719999999999999,0.99427549795378245]
[null,null,null,null,null,null,null,null,null,null,1.173,0.99430524542042653]
[null,null,null,null,null,null,null,null,null,null,1.1739999999999999,0.99433491343694369]
[null,null,null,null,null,null,null,null,null,null,1.175,0.99436441303174405]
[null,null,null,null,null,null,null,null,null,null,1.1759999999999999,0.99439380424463264]
[null,null,null,null,null,null,null,null,null,null,1.177,0.99442299810384061]
[null,null,null,null,null,null,null,null,null,null,1.1779999999999999,0.99445211425390889]
[null,null,null,null,null,null,null,null,null,null,1.179,0.99448106372304945]
[null,null,null,null,null,null,null,null,null,null,1.18,0.99450984842839529]
[null,null,null,null,null,null,null,null,null,null,1.181,0.99453855593977458]
[null,null,null,null,null,null,null,null,null,null,1.1819999999999999,0.99456712828182814]
[null,null,null,null,null,null,null,null,null,null,1.1830000000000001,0.99459550668884189]
[null,null,null,null,null,null,null,null,null,null,1.1839999999999999,0.99462381120870436]
[null,null,null,null,null,null,null,null,null,null,1.1850000000000001,0.99465195327343991]
[null,null,null,null,null,null,null,null,null,null,1.1859999999999999,0.99467999332647228]
[null,null,null,null,null,null,null,null,null,null,1.1870000000000001,0.99470784279965185]
[null,null,null,null,null,null,null,null,null,null,1.1879999999999999,0.9947356068399742]
[null,null,null,null,null,null,null,null,null,null,1.1890000000000001,0.99476323413217482]
[null,null,null,null,null,null,null,null,null,null,1.19,0.9947907014884052]
[null,null,null,null,null,null,null,null,null,null,1.1910000000000001,0.99481810033570994]
[null,null,null,null,null,null,null,null,null,null,1.1919999999999999,0.99484537174669518]
[null,null,null,null,null,null,null,null,null,null,1.1930000000000001,0.99487245630033505]
[null,null,null,null,null,null,null,null,null,null,1.194,0.99489941378457702]
[null,null,null,null,null,null,null,null,null,null,1.1950000000000001,0.99492630398774196]
[null,null,null,null,null,null,null,null,null,null,1.196,0.99495303768633381]
[null,null,null,null,null,null,null,null,null,null,1.1970000000000001,0.9949796448661884]
[null,null,null,null,null,null,null,null,null,null,1.198,0.99500614061202075]
[null,null,null,null,null,null,null,null,null,null,1.1990000000000001,0.99503248785442422]
[null,null,null,null,null,null,null,null,null,null,1.2,0.99505873765312103]
[null,null,null,null,null,null,null,null,null,null,1.2010000000000001,0.99508484670029773]
[null,null,null,null,null,null,null,null,null,null,1.202,0.99511083087273611]
[null,null,null,null,null,null,null,null,null,null,1.2030000000000001,0.9951366314758272]
[null,null,null,null,null,null,null,null,null,null,1.204,0.99516236862858298]
[null,null,null,null,null,null,null,null,null,null,1.2050000000000001,0.99518798363645056]
[null,null,null,null,null,null,null,null,null,null,1.206,0.99521350721164092]
[null,null,null,null,null,null,null,null,null,null,1.2070000000000001,0.99523885085711861]
[null,null,null,null,null,null,null,null,null,null,1.208,0.99526410488982064]
[null,null,null,null,null,null,null,null,null,null,1.2090000000000001,0.99528923296675875]
[null,null,null,null,null,null,null,null,null,null,1.21,0.99531425737483958]
[null,null,null,null,null,null,null,null,null,null,1.2110000000000001,0.99533914063156514]
[null,null,null,null,null,null,null,null,null,null,1.212,0.9953639669183072]
[null,null,null,null,null,null,null,null,null,null,1.2130000000000001,0.99538855753187172]
[null,null,null,null,null,null,null,null,null,null,1.214,0.99541309139663592]
[null,null,null,null,null,null,null,null,null,null,1.2150000000000001,0.99543753882107022]
[null,null,null,null,null,null,null,null,null,null,1.216,0.99546187011344933]
[null,null,null,null,null,null,null,null,null,null,1.2170000000000001,{"$f":"cubic_Spline($A$2:$A$152,$B$2:$B$152,K1219)","v":0.99548605558209424}]
[null,null,null,null,null,null,null,null,null,null,1.218,0.99551015494232309]
[null,null,null,null,null,null,null,null,null,null,1.2190000000000001,0.99553411615069898]
[null,null,null,null,null,null,null,null,null,null,1.22,0.99555797587344996]
[null,null,null,null,null,null,null,null,null,null,1.2210000000000001,0.99558169253943718]
[null,null,null,null,null,null,null,null,null,null,1.222,0.99560535402448835]
[null,null,null,null,null,null,null,null,null,null,1.2230000000000001,0.99562878230801899]
[null,null,null,null,null,null,null,null,null,null,1.224,0.99565221660166314]
[null,null,null,null,null,null,null,null,null,null,1.2250000000000001,0.99567550868721044]
[null,null,null,null,null,null,null,null,null,null,1.226,0.99569868916019078]
[null,null,null,null,null,null,null,null,null,null,1.2270000000000001,0.99572172901153577]
[null,null,null,null,null,null,null,null,null,null,1.228,0.99574467373801168]
[null,null,null,null,null,null,null,null,null,null,1.2290000000000001,0.99576751668227637]
[null,null,null,null,null,null,null,null,null,null,1.23,0.99579025074394456]
[null,null,null,null,null,null,null,null,null,null,1.2310000000000001,0.99581289691262453]
[null,null,null,null,null,null,null,null,null,null,1.232,0.99583537612300543]
[null,null,null,null,null,null,null,null,null,null,1.2330000000000001,0.99585774827243878]
[null,null,null,null,null,null,null,null,null,null,1.234,0.99588007325799488]
[null,null,null,null,null,null,null,null,null,null,1.2350000000000001,0.99590229176778333]
[null,null,null,null,null,null,null,null,null,null,1.236,0.99592437429205005]
[null,null,null,null,null,null,null,null,null,null,1.2370000000000001,0.99594635092573425]
[null,null,null,null,null,null,null,null,null,null,1.238,0.99596823686263491]
[null,null,null,null,null,null,null,null,null,null,1.2390000000000001,0.99599001004361309]
[null,null,null,null,null,null,null,null,null,null,1.24,0.9960116780006677]
[null,null,null,null,null,null,null,null,null,null,1.2410000000000001,0.99603323406055488]
[null,null,null,null,null,null,null,null,null,null,1.242,0.99605474554465367]
[null,null,null,null,null,null,null,null,null,null,1.2430000000000001,0.99607603417880008]
[null,null,null,null,null,null,null,null,null,null,1.244,0.99609727931642367]
[null,null,null,null,null,null,null,null,null,null,1.2450000000000001,0.99611845169501867]
[null,null,null,null,null,null,null,null,null,null,1.246,0.99613952205189604]
[null,null,null,null,null,null,null,null,null,null,1.2470000000000001,0.99616043132209497]
[null,null,null,null,null,null,null,null,null,null,1.248,0.99618129925460575]
[null,null,null,null,null,null,null,null,null,null,1.2490000000000001,0.99620203698213083]
[null,null,null,null,null,null,null,null,null,null,1.25,0.99622267484664917]
[null,null,null,null,null,null,null,null,null,null,1.2510000000000001,0.99624321338629884]
[null,null,null,null,null,null,null,null,null,null,1.252,0.99626371261698476]
[null,null,null,null,null,null,null,null,null,null,1.2530000000000001,0.99628399413455537]
[null,null,null,null,null,null,null,null,null,null,1.254,0.99630423716246208]
[null,null,null,null,null,null,null,null,null,null,1.2550000000000001,0.99632441230820978]
[null,null,null,null,null,null,null,null,null,null,1.256,0.99634449017912408]
[null,null,null,null,null,null,null,null,null,null,1.2570000000000001,0.99636441158026101]
[null,null,null,null,null,null,null,null,null,null,1.258,0.99638429613062263]
[null,null,null,null,null,null,null,null,null,null,1.2590000000000001,0.99640405483292893]
[null,null,null,null,null,null,null,null,null,null,1.26,0.99642371809090569]
[null,null,null,null,null,null,null,null,null,null,1.2610000000000001,0.9964433038172642]
[null,null,null,null,null,null,null,null,null,null,1.262,0.99646279464221055]
[null,null,null,null,null,null,null,null,null,null,1.2630000000000001,0.99648213128612018]
[null,null,null,null,null,null,null,null,null,null,1.264,0.99650143328304452]
[null,null,null,null,null,null,null,null,null,null,1.2650000000000001,0.99652064135340146]
[null,null,null,null,null,null,null,null,null,null,1.266,0.99653975582207832]
[null,null,null,null,null,null,null,null,null,null,1.2670000000000001,0.99655874721169435]
[null,null,null,null,null,null,null,null,null,null,1.268,0.99657767545184339]
[null,null,null,null,null,null,null,null,null,null,1.2690000000000001,0.99659650361455099]
[null,null,null,null,null,null,null,null,null,null,1.27,0.99661522493942123]
[null,null,null,null,null,null,null,null,null,null,1.2710000000000001,0.99663389419203874]
[null,null,null,null,null,null,null,null,null,null,1.272,0.99665247190399608]
[null,null,null,null,null,null,null,null,null,null,1.2730000000000001,0.99667083930242351]
[null,null,null,null,null,null,null,null,null,null,1.274,0.99668923524206643]
[null,null,null,null,null,null,null,null,null,null,1.2750000000000001,0.99670751114777323]
[null,null,null,null,null,null,null,null,null,null,1.276,0.99672572706047669]
[null,null,null,null,null,null,null,null,null,null,1.2770000000000001,0.99674379400955271]
[null,null,null,null,null,null,null,null,null,null,1.278,0.9967618167394775]
[null,null,null,null,null,null,null,null,null,null,1.2790000000000001,0.99677973608193682]
[null,null,null,null,null,null,null,null,null,null,1.28,0.99679755299489192]
[null,null,null,null,null,null,null,null,null,null,1.2809999999999999,{"$f":"cubic_Spline($A$2:$A$152,$B$2:$B$152,K1283)","v":0.99681532053237787}]
[null,null,null,null,null,null,null,null,null,null,1.282,0.99683300088939664]
[null,null,null,null,null,null,null,null,null,null,1.2829999999999999,0.99685053489442732]
[null,null,null,null,null,null,null,null,null,null,1.284,0.99686798258517029]
[null,null,null,null,null,null,null,null,null,null,1.2849999999999999,0.99688540399943304]
[null,null,null,null,null,null,null,null,null,null,1.286,0.99690273996574219]
[null,null,null,null,null,null,null,null,null,null,1.2869999999999999,0.99691996111482661]
[null,null,null,null,null,null,null,null,null,null,1.288,0.99693709768223671]
[null,null,null,null,null,null,null,null,null,null,1.2889999999999999,0.99695415755159256]
[null,null,null,null,null,null,null,null,null,null,1.29,0.996971119466456]
[null,null,null,null,null,null,null,null,null,null,1.2909999999999999,0.99698804661078]
[null,null,null,null,null,null,null,null,null,null,1.292,0.99700483120270345]
[null,null,null,null,null,null,null,null,null,null,1.2929999999999999,0.99702153318140685]
[null,null,null,null,null,null,null,null,null,null,1.294,0.99703821248601043]
[null,null,null,null,null,null,null,null,null,null,1.2949999999999999,0.99705475024179746]
[null,null,null,null,null,null,null,null,null,null,1.296,0.99707126599264284]
[null,null,null,null,null,null,null,null,null,null,1.2969999999999999,0.99708764086372392]
[null,null,null,null,null,null,null,null,null,null,1.298,0.99710396459664674]
[null,null,null,null,null,null,null,null,null,null,1.2989999999999999,0.99712020027296433]
[null,null,null,null,null,null,null,null,null,null,1.3,0.99713634156455011]
[null,null,null,null,null,null,null,null,null,null,1.3009999999999999,0.9971524662287552]
[null,null,null,null,null,null,null,null,null,null,1.302,0.99716845172592405]
[null,null,null,null,null,null,null,null,null,null,1.3029999999999999,0.99718429843051348]
[null,null,null,null,null,null,null,null,null,null,1.304,0.99720018553086021]
[null,null,null,null,null,null,null,null,null,null,1.3049999999999999,0.99721596438984461]
[null,null,null,null,null,null,null,null,null,null,1.306,0.99723163538197457]
[null,null,null,null,null,null,null,null,null,null,1.3069999999999999,0.9972472286839632]
[null,null,null,null,null,null,null,null,null,null,1.3080000000000001,0.99726277447269251]
[null,null,null,null,null,null,null,null,null,null,1.3089999999999999,0.99727822096847818]
[null,null,null,null,null,null,null,null,null,null,1.31,0.99729357682811826]
[null,null,null,null,null,null,null,null,null,null,1.3109999999999999,0.99730891403927713]
[null,null,null,null,null,null,null,null,null,null,1.3120000000000001,0.9973241157565268]
[null,null,null,null,null,null,null,null,null,null,1.3129999999999999,0.99733924188743306]
[null,null,null,null,null,null,null,null,null,null,1.3140000000000001,0.99735429273486986]
[null,null,null,null,null,null,null,null,null,null,1.3149999999999999,0.99736932820643742]
[null,null,null,null,null,null,null,null,null,null,1.3160000000000001,0.99738425919814289]
[null,null,null,null,null,null,null,null,null,null,1.3169999999999999,0.99739908601284455]
[null,null,null,null,null,null,null,null,null,null,1.3180000000000001,0.9974138834593721]
[null,null,null,null,null,null,null,null,null,null,1.319,0.99742857733476742]
[null,null,null,null,null,null,null,null,null,null,1.32,0.99744321179842366]
[null,null,null,null,null,null,null,null,null,null,1.321,0.99745774090667105]
[null,null,null,null,null,null,null,null,null,null,1.3220000000000001,0.99747225668002437]
[null,null,null,null,null,null,null,null,null,null,1.323,0.99748664013250832]
[null,null,null,null,null,null,null,null,null,null,1.3240000000000001,0.99750095109203962]
[null,null,null,null,null,null,null,null,null,null,1.325,0.99751524938660963]
[null,null,null,null,null,null,null,null,null,null,1.3260000000000001,0.99752944583261993]
[null,null,null,null,null,null,null,null,null,null,1.327,0.99754354065332407]
[null,null,null,null,null,null,null,null,null,null,1.3280000000000001,0.99755759367678276]
[null,null,null,null,null,null,null,null,null,null,1.329,0.99757157532391738]
[null,null,null,null,null,null,null,null,null,null,1.33,0.99758548520752854]
[null,null,null,null,null,null,null,null,null,null,1.331,0.99759933676619106]
[null,null,null,null,null,null,null,null,null,null,1.3320000000000001,0.99761311797617069]
[null,null,null,null,null,null,null,null,null,null,1.333,0.99762676981373888]
[null,null,null,null,null,null,null,null,null,null,1.3340000000000001,0.99764035246441818]
[null,null,null,null,null,null,null,null,null,null,1.335,0.99765395591612349]
[null,null,null,null,null,null,null,null,null,null,1.3360000000000001,0.99766743173821437]
[null,null,null,null,null,null,null,null,null,null,1.337,0.99768084011619296]
[null,null,null,null,null,null,null,null,null,null,1.3380000000000001,0.9976942114333992]
[null,null,null,null,null,null,null,null,null,null,1.339,0.99770750156719723]
[null,null,null,null,null,null,null,null,null,null,1.34,0.99772072554831304]
[null,null,null,null,null,null,null,null,null,null,1.341,0.99773389371003873]
[null,null,null,null,null,null,null,null,null,null,1.3420000000000001,0.99774699670782452]
[null,null,null,null,null,null,null,null,null,null,1.343,0.99775997489336443]
[null,null,null,null,null,null,null,null,null,null,1.3440000000000001,0.99777294743225942]
[null,null,null,null,null,null,null,null,null,null,1.345,{"$f":"cubic_Spline($A$2:$A$152,$B$2:$B$152,K1347)","v":0.99778585467623271}]
[null,null,null,null,null,null,null,null,null,null,1.3460000000000001,0.9977986965816813]
[null,null,null,null,null,null,null,null,null,null,1.347,0.9978114433025681]
[null,null,null,null,null,null,null,null,null,null,1.3480000000000001,0.99782415439997696]
[null,null,null,null,null,null,null,null,null,null,1.349,0.99783677767612033]
[null,null,null,null,null,null,null,null,null,null,1.35,0.99784935003364206]
[null,null,null,null,null,null,null,null,null,null,1.351,0.9978618528012817]
[null,null,null,null,null,null,null,null,null,null,1.3520000000000001,0.99787429067870204]
[null,null,null,null,null,null,null,null,null,null,1.353,0.9978866643324279]
[null,null,null,null,null,null,null,null,null,null,1.3540000000000001,0.99789897442895537]
[null,null,null,null,null,null,null,null,null,null,1.355,0.99791122163483859]
[null,null,null,null,null,null,null,null,null,null,1.3560000000000001,0.9979234066166599]
[null,null,null,null,null,null,null,null,null,null,1.357,0.99793553004088997]
[null,null,null,null,null,null,null,null,null,null,1.3580000000000001,0.99794759257415422]
[null,null,null,null,null,null,null,null,null,null,1.359,0.99795959488291364]
[null,null,null,null,null,null,null,null,null,null,1.36,0.99797153745897249]
[null,null,null,null,null,null,null,null,null,null,1.361,0.99798342119909278]
[null,null,null,null,null,null,null,null,null,null,1.3620000000000001,0.99799524592875533]
[null,null,null,null,null,null,null,null,null,null,1.363,0.9980070115288262]
[null,null,null,null,null,null,null,null,null,null,1.3640000000000001,0.9980187178801545]
[null,null,null,null,null,null,null,null,null,null,1.365,0.99803036486363261]
[null,null,null,null,null,null,null,null,null,null,1.3660000000000001,0.99804195236018733]
[null,null,null,null,null,null,null,null,null,null,1.367,0.998053480250636]
[null,null,null,null,null,null,null,null,null,null,1.3680000000000001,0.99806494841594373]
[null,null,null,null,null,null,null,null,null,null,1.369,0.99807635673691997]
[null,null,null,null,null,null,null,null,null,null,1.37,0.9980877050391106]
[null,null,null,null,null,null,null,null,null,null,1.371,0.99809898747214831]
[null,null,null,null,null,null,null,null,null,null,1.3720000000000001,0.99811026995250862]
[null,null,null,null,null,null,null,null,null,null,1.373,0.99812137419141378]
[null,null,null,null,null,null,null,null,null,null,1.3740000000000001,0.99813247952793549]
[null,null,null,null,null,null,null,null,null,null,1.375,0.9981435566849346]
[null,null,null,null,null,null,null,null,null,null,1.3760000000000001,0.9981545763853058]
[null,null,null,null,null,null,null,null,null,null,1.377,0.99816547954951085]
[null,null,null,null,null,null,null,null,null,null,1.3780000000000001,0.99817638591209512]
[null,null,null,null,null,null,null,null,null,null,1.379,0.99818720659119009]
[null,null,null,null,null,null,null,null,null,null,1.3800000000000001,0.99819797196692872]
[null,null,null,null,null,null,null,null,null,null,1.381,0.99820868240958771]
[null,null,null,null,null,null,null,null,null,null,1.3820000000000001,0.9982193977903322]
[null,null,null,null,null,null,null,null,null,null,1.383,0.9982299394594002]
[null,null,null,null,null,null,null,null,null,null,1.3840000000000001,0.99824048639488849]
[null,null,null,null,null,null,null,null,null,null,1.385,0.99825100895867136]
[null,null,null,null,null,null,null,null,null,null,1.3860000000000001,0.99826147751266114]
[null,null,null,null,null,null,null,null,null,null,1.387,0.99827183261634]
[null,null,null,null,null,null,null,null,null,null,1.3880000000000001,0.99828219364326809]
[null,null,null,null,null,null,null,null,null,null,1.389,0.99829247135059707]
[null,null,null,null,null,null,null,null,null,null,1.3900000000000001,0.99830269585470799]
[null,null,null,null,null,null,null,null,null,null,1.391,0.99831290876742962]
[null,null,null,null,null,null,null,null,null,null,1.3920000000000001,0.99832300913524985]
[null,null,null,null,null,null,null,null,null,null,1.393,0.99833305681135931]
[null,null,null,null,null,null,null,null,null,null,1.3940000000000001,0.9983430520442973]
[null,null,null,null,null,null,null,null,null,null,1.395,0.99835305468727831]
[null,null,null,null,null,null,null,null,null,null,1.3960000000000001,0.99836297558194476]
[null,null,null,null,null,null,null,null,null,null,1.397,0.99837284477912103]
[null,null,null,null,null,null,null,null,null,null,1.3980000000000001,0.99838264762628981]
[null,null,null,null,null,null,null,null,null,null,1.399,0.99839241417426838]
[null,null,null,null,null,null,null,null,null,null,1.4000000000000001,0.99840211510639298]
[null,null,null,null,null,null,null,null,null,null,1.401,0.99841179789419054]
[null,null,null,null,null,null,null,null,null,null,1.4020000000000001,0.99842143025089281]
[null,null,null,null,null,null,null,null,null,null,1.403,0.99843089323924361]
[null,null,null,null,null,null,null,null,null,null,1.4040000000000001,0.99844042554985379]
[null,null,null,null,null,null,null,null,null,null,1.405,0.99844990824548963]
[null,null,null,null,null,null,null,null,null,null,1.4060000000000001,0.99845934159824978]
[null,null,null,null,null,null,null,null,null,null,1.407,0.99846866627548092]
[null,null,null,null,null,null,null,null,null,null,1.4079999999999999,0.99847800175858181]
[null,null,null,null,null,null,null,null,null,null,1.409,{"$f":"cubic_Spline($A$2:$A$152,$B$2:$B$152,K1411)","v":0.99848725891263657}]
[null,null,null,null,null,null,null,null,null,null,1.41,0.99849646812692983]
[null,null,null,null,null,null,null,null,null,null,1.411,0.99850567670666202]
[null,null,null,null,null,null,null,null,null,null,1.4119999999999999,0.99851477779282982]
[null,null,null,null,null,null,null,null,null,null,1.413,0.99852383108386589]
[null,null,null,null,null,null,null,null,null,null,1.4139999999999999,0.99853283667338344]
[null,null,null,null,null,null,null,null,null,null,1.415,0.99854182445751427]
[null,null,null,null,null,null,null,null,null,null,1.4159999999999999,0.99855076472761251]
[null,null,null,null,null,null,null,null,null,null,1.417,0.99855962777510421]
[null,null,null,null,null,null,null,null,null,null,1.4179999999999999,0.99856847329834186]
[null,null,null,null,null,null,null,null,null,null,1.419,0.99857726413816394]
[null,null,null,null,null,null,null,null,null,null,1.42,0.99858599332188247]
[null,null,null,null,null,null,null,null,null,null,1.421,0.99859467961025072]
[null,null,null,null,null,null,null,null,null,null,1.4219999999999999,0.99860337888380413]
[null,null,null,null,null,null,null,null,null,null,1.423,0.99861191275461403]
[null,null,null,null,null,null,null,null,null,null,1.4239999999999999,0.99862046046244712]
[null,null,null,null,null,null,null,null,null,null,1.425,0.99862899263100757]
[null,null,null,null,null,null,null,null,null,null,1.4259999999999999,0.99863747988386753]
[null,null,null,null,null,null,null,null,null,null,1.427,0.99864586304234904]
[null,null,null,null,null,null,null,null,null,null,1.4279999999999999,0.99865426174166672]
[null,null,null,null,null,null,null,null,null,null,1.429,0.99866259445139394]
[null,null,null,null,null,null,null,null,null,null,1.43,0.99867086943077088]
[null,null,null,null,null,null,null,null,null,null,1.431,0.99867913406482467]
[null,null,null,null,null,null,null,null,null,null,1.4319999999999999,0.99868735589791346]
[null,null,null,null,null,null,null,null,null,null,1.4330000000000001,0.99869547531050651]
[null,null,null,null,null,null,null,null,null,null,1.4339999999999999,0.99870361149684217]
[null,null,null,null,null,null,null,null,null,null,1.4350000000000001,0.9987116750350864]
[null,null,null,null,null,null,null,null,null,null,1.4359999999999999,0.99871972551488986]
[null,null,null,null,null,null,null,null,null,null,1.4370000000000001,0.99872767351436365]
[null,null,null,null,null,null,null,null,null,null,1.4379999999999999,0.99873563822783062]
[null,null,null,null,null,null,null,null,null,null,1.4390000000000001,0.99874354513455788]
[null,null,null,null,null,null,null,null,null,null,1.44,0.99875140859182732]
[null,null,null,null,null,null,null,null,null,null,1.4410000000000001,0.99875924897804724]
[null,null,null,null,null,null,null,null,null,null,1.4419999999999999,0.998766987184729]
[null,null,null,null,null,null,null,null,null,null,1.4430000000000001,0.99877468317721219]
[null,null,null,null,null,null,null,null,null,null,1.444,0.99878239692067017]
[null,null,null,null,null,null,null,null,null,null,1.4450000000000001,0.99879006917117208]
[null,null,null,null,null,null,null,null,null,null,1.446,0.99879767048698087]
[null,null,null,null,null,null,null,null,null,null,1.4470000000000001,0.99880523103107788]
[null,null,null,null,null,null,null,null,null,null,1.448,0.99881276606523783]
[null,null,null,null,null,null,null,null,null,null,1.4490000000000001,0.99882025359837201]
[null,null,null,null,null,null,null,null,null,null,1.45,0.99882770107785801]
[null,null,null,null,null,null,null,null,null,null,1.4510000000000001,0.99883513189038065]
[null,null,null,null,null,null,null,null,null,null,1.452,0.99884252337073631]
[null,null,null,null,null,null,null,null,null,null,1.4530000000000001,0.99884975630672257]
[null,null,null,null,null,null,null,null,null,null,1.454,0.99885706911384631]
[null,null,null,null,null,null,null,null,null,null,1.4550000000000001,0.99886434257992285]
[null,null,null,null,null,null,null,null,null,null,1.456,0.99887154689960966]
[null,null,null,null,null,null,null,null,null,null,1.4570000000000001,0.9988787118722835]
[null,null,null,null,null,null,null,null,null,null,1.458,0.99888585239611105]
[null,null,null,null,null,null,null,null,null,null,1.4590000000000001,0.99889294611639989]
[null,null,null,null,null,null,null,null,null,null,1.46,0.99890000020491454]
[null,null,null,null,null,null,null,null,null,null,1.4610000000000001,0.99890699590729271]
[null,null,null,null,null,null,null,null,null,null,1.462,0.99891401222188902]
[null,null,null,null,null,null,null,null,null,null,1.4630000000000001,0.99892087070135305]
[null,null,null,null,null,null,null,null,null,null,1.464,0.99892781013068876]
[null,null,null,null,null,null,null,null,null,null,1.4650000000000001,0.99893468186488588]
[null,null,null,null,null,null,null,null,null,null,1.466,0.99894151607274373]
[null,null,null,null,null,null,null,null,null,null,1.4670000000000001,0.9989482833184915]
[null,null,null,null,null,null,null,null,null,null,1.468,0.99895504357327636]
[null,null,null,null,null,null,null,null,null,null,1.4690000000000001,0.99896175250016084]
[null,null,null,null,null,null,null,null,null,null,1.47,0.99896842517102302]
[null,null,null,null,null,null,null,null,null,null,1.4710000000000001,0.99897509512613814]
[null,null,null,null,null,null,null,null,null,null,1.472,0.99898167010791405]
[null,null,null,null,null,null,null,null,null,null,1.4730000000000001,{"$f":"cubic_Spline($A$2:$A$152,$B$2:$B$152,K1475)","v":0.99898821004608263}]
[null,null,null,null,null,null,null,null,null,null,1.474,0.99899477487022337]
[null,null,null,null,null,null,null,null,null,null,1.4750000000000001,0.99900127549847217]
[null,null,null,null,null,null,null,null,null,null,1.476,0.99900774205813303]
[null,null,null,null,null,null,null,null,null,null,1.4770000000000001,0.99901417487426403]
[null,null,null,null,null,null,null,null,null,null,1.478,0.99902057427186963]
[null,null,null,null,null,null,null,null,null,null,1.4790000000000001,0.99902694057600272]
[null,null,null,null,null,null,null,null,null,null,1.48,0.99903327398796171]
[null,null,null,null,null,null,null,null,null,null,1.4810000000000001,0.99903959275502496]
[null,null,null,null,null,null,null,null,null,null,1.482,0.99904587812729184]
[null,null,null,null,null,null,null,null,null,null,1.4830000000000001,0.99905206954880366]
[null,null,null,null,null,null,null,null,null,null,1.484,0.99905828527738971]
[null,null,null,null,null,null,null,null,null,null,1.4850000000000001,0.99906443495478314]
[null,null,null,null,null,null,null,null,null,null,1.486,0.999070577234211]
[null,null,null,null,null,null,null,null,null,null,1.4870000000000001,0.99907665155968761]
[null,null,null,null,null,null,null,null,null,null,1.488,0.99908270168330005]
[null,null,null,null,null,null,null,null,null,null,1.4890000000000001,0.99908870430196128]
[null,null,null,null,null,null,null,null,null,null,1.49,0.99909466585629236]
[null,null,null,null,null,null,null,null,null,null,1.4910000000000001,0.99910060872747042]
[null,null,null,null,null,null,null,null,null,null,1.492,0.99910651383717286]
[null,null,null,null,null,null,null,null,null,null,1.4930000000000001,0.99911232577653541]
[null,null,null,null,null,null,null,null,null,null,1.494,0.99911816795046415]
[null,null,null,null,null,null,null,null,null,null,1.4950000000000001,0.99912395514779118]
[null,null,null,null,null,null,null,null,null,null,1.496,0.99912975116883329]
[null,null,null,null,null,null,null,null,null,null,1.4970000000000001,0.9991355006046917]
[null,null,null,null,null,null,null,null,null,null,1.498,0.99914125235454898]
[null,null,null,null,null,null,null,null,null,null,1.4990000000000001,0.99914698826240378]
[null,null,null,null,null,null,null,null,null,null,1.5,0.99915271997451782]